## Title_Tier2
Washington State Department of Ecology: Toxics Cleanup Program
Package B: Natural Attenuation Analysis Tool Package for Petroleum-Contaminated Ground Water
July 2005; Version 1.0: Package B_NAToolPetro10.xls - compatible with MS Excel 2007
DISCLAIMER: "Package B_NAToolPetro.xls" is provided “AS IS” and without warranties as to performance or any other warranties of any kind whether expressed or implied. In no event shall the State of Washington be liable for damages or losses of any nature or kind, including but not limited to any compensatory, direct, special, incidental, indirect, or consequential damages whatsoever including, without limitation, damages for injuries to persons or property, loss of business profits, business interruption, loss of business information, or any other pecuniary or non-pecuniary loss) arising out of or relating to the use of or inability to use this software, even if the State of Washington has been advised or is aware of the possibility of such damages. This software is not intended, and cannot be relied on, to create rights, substantive or procedural, enforceable by any party in litigation with the State of Washington. Ecology reserves the right to act at variance with this software at any time.
This Workbook with accompanying "User's Manual: Natural Attenuation Analysis Tool Package for Petroleum-Contaminated Ground Water (Publication No 05-09-091A) provides necessary decision making-tools to evaluate, analyze and interpret the Natural Attenuation processes for a petroleum-contaminated ground water site when no engineered controls or further source mass reduction are implemented as set forth in WAC 173-340-370(7).
SELECT
SELECT
TO PROCEED
TO EXIT WORKBOOK
Start
END
Package B will answer…. and will need….
WAC 173-340-370(7)

## dialog3
Natural Atteunation Analysis Tool Package Navigator: Washington State Department of Ecology/TCP Program
Close
Package B: Natural Attenuation Analysis Tool Navigator Select Button for Desired Calculation Sequentially
2-D Transient-State Mode: Modified Domenico Equation used: with 1st Order Decay, Instantaneous Reaction, or No Degradation Models
DataBase
INPUTS
Package B will do….
Source Zone Analysis
Calc Mass Removal Rate (%) by Biodegradation
Calc Rate Constants: Temporal/Spatial Prediction
1-D Steady-State Mode: Buscheck & Alcantar Formula
Comparison: Field data vs. Predicted
Calc Target Source Mass and Restoration Time
Calc Surface Water Mass Loading Rate
Module 4
Estimation of Contaminat Mass at Unsaturated, Smeared, Saturated Source Zones via Thiessen Polygon Network
Module 5
Module 6
Modules
NA Remediation Work Flow
Note: If no data leave blank in the data entry; unit of contaminant's concentration is ug/L.
WAC 173-340-370(7)

## Source Zone_anal
Module 4: Source Zone Analysis |  |  |  |  | Site Name: | Dummy xyz site
[5 empty] | Site Address: | 1234 Olympia, WA
Date of Source Sampling: |  | 1997-01-31 |  |  | Additional Description: | by Hun seak Park, 9/1/2004
1. Calculation of Contaminant Mass at Source Zone: Thiessen Polygon Network
| Hazardous Substance: |  |  | Benzene
| Density of chemical |  |  | 0.8765 | kg/L
| Soil Organic fraction |  |  | 0.003
2. Enter the Measured Values below | [6 empty] | If No Data Leave Blank.
| Layers | Column Thickness | Soil Bulk Density | Porosity | Water Content | Measured Concentration: Area Element Discretized
|  | ft | kg/L | unitless | unitless |  |  | A1 | A2 | A3 | A4 | A5 | A6 | A7 | A8 |  | soil volume, ft3 | soil weight, kg | total area, ft2 | conta | avg conc mg/kg, ug/L | conta mass, kg
Contaminated Soil in Unsaturated zone | d1soil | 2 | 1.65 |  |  | Area | ft2 | A1: 30; A2: 25; A3: 25; A4: 20 | Dunz1 | 200 | 9344.577 | 100 | 3450 | 34.5 | 0.32239
[6 empty] | Conc | mg/kg | A1: 30; A2: 20; A3: 50; A4: 40 | Dunz2 | 120 | 5097.042 | 120 | 114000 | 950 | 4.8422
| d2soil | 1 | 1.5 |  |  | Area | ft2 | A1: 35; A2: 30; A3: 30; A4: 25 | Dunz3 | 210 | 10703.7882 | 105 | 21050 | 200.4762 | 2.1459
[6 empty] | Conc | mg/kg | A1: 800; A2: 900; A3: 1050; A4: 1100 | Dunz4 | 0 | 0 | 0 | 0 | #DIV/0! | #DIV/0!
| d3soil | 2 | 1.8 |  |  | Area | ft2 | A1: 25; A2: 20; A3: 35; A4: 25 | Dunz5 | 0 | 0 | 0 | 0 | #DIV/0! | #DIV/0!
[6 empty] | Conc | mg/kg | A1: 150; A2: 150; A3: 230; A4: 250 | Dsmz1 | 0 | 0 | 0 | 0 | #DIV/0! | #DIV/0!
| d4soil | 3 | 2.8 |  |  | Area | ft2 | [8 empty] | Dsmz2 | 0 | 0 | 0 | 0 | #DIV/0! | #DIV/0!
[6 empty] | Conc | mg/kg | [8 empty] | Dsmz3 | 285 | 13316.0222 | 95 | 127000 | 1336.8421 | 17.8014
| d5soil | 2 | 1.65 |  |  | Area | ft2 | [8 empty] | Dsat1 | 0 | 0 | 0 | 0 | #DIV/0! | #DIV/0!
[6 empty] | Conc | mg/kg | [8 empty] | Dsat2 | 0 | 0 | 0 | 0 | #DIV/0! | #DIV/0!
Smear Zone Source below Water Table | d1sz | 1 | 1.65 |  |  | Area | ft2 | [8 empty] | Dsat3 | 405 | 18922.7684 | 135 | 1255680 | 9301.3333 | 0.037335
[6 empty] | Conc | mg/kg | [8 empty] | total
| d2sz | 2 | 1.65 |  |  | Area | ft2
[6 empty] | Conc | mg/kg
| d3sz | 3 | 1.65 |  |  | Area | ft2 | A1: 20; A2: 25; A3: 30; A4: 20
[6 empty] | Conc | mg/kg | A1: 800; A2: 800; A3: 2500; A4: 800
Dissolved Phase in Saturated Zone | d1gw | 1 | 1.65 | 0.35 | 0.35 | Area | ft2
[6 empty] | Conc | ug/L
| d2gw | 2 | 1.65 | 0.35 | 0.35 | Area | ft3
[6 empty] | Conc | ug/L
| d3gw | 3 | 1.65 | 0.35 | 0.35 | Area | ft2 | A1: 40; A2: 30; A3: 35; A4: 30
[6 empty] | Conc | ug/L | A1: 7800; A2: 8900; A3: 9000; A4: 12056
3. Summary of Mass Distribution at Source Zone
Name of zone | Layers |  |  | Contaminant Estimated
|  | Soil Volume | Soil Weight | Area-weighted average conc | Mass | Volume | Mass Distribution
|  | ft3 | kg | mg/kg or ug/L | kg | Gal | %
Contaminated Soil in Unsaturated zone | d1soil | 200 | 9344.577 | 34.5 | 0.32239 | 0.097166 | 1.282%
| d2soil | 120 | 5097.042 | 950 | 4.8422 | 1.4594 | 19.25%
| d3soil | 210 | 10703.7882 | 200.4762 | 2.1459 | 0.64675 | 8.533%
| d4soil | 0 | 0
| d5soil | 0 | 0
Smear Zone Source below Water Table | d1sz | 0 | 0
| d2sz | 0 | 0
| d3sz | 285 | 13316.0222 | 1336.8421 | 17.8014 | 5.3653 | 70.78%
Dissolved Phase in Saturated Zone | d1gw | 0 | 0
| d2gw | 0 | 0
| d3gw | 405 | 18922.7684 | 9301.3333 | 0.037335 | 0.011253 | 0.1485%
Total |  | 1220 | 57384.1978 |  | 25.1492 | 7.5798 | 100%
Note on B5: Thiessen Polygon network method can be used to discretize the site into elements and to calculate the area/volume weighted soil and ground water concentrations of the different chemicals of concern so that one could calculate total mass of contaminant at source zone available at certain time point.
Main
Print View
End
Clear all data below

## Input
Inputs for Transport Model (Modules 5 & 6) |  |  |  |  | Site Name: | Dummy XYZ site |  |  |  |  | Input Instructions for this worksheet only:
[5 empty] | Site Address: | 1234, Olympia, WA 98501 | [5 empty] | 115 | Enter value directly....or
Modified from US EPA's Bioscreen 1.4 (1997) |  |  |  |  | Additional Description: | by Hun Seak Park; 7/1/03 | [6 empty] | Calculate by filling in gray cells below.
1. HYDROGEOLOGY |  |  |  | Units | [7 empty] | 0.02 | (To restore formulas, hit button above).
Seepage Velocity* | Vgw |  | 113.811 | ft/yr | [6 empty] | #title or control |  |  | Used for Module 6 only.
or |  |  |  |  | *5. Source Release Time | [6 empty] | Inputs* | Data used directly in a model.
Hydraulic Conductivity | K |  | 0.0011 | cm/sec | Release Time* |  | 5 | yr |  |  |  | 20 | Value calculated by a formular.
Hydraulic Gradient | i |  | 0.03 | ft/ft | [7 empty] | 12 | (Don't enter any data).
Effective Porosity | ne |  | 0.3 | NA | #6. SOURCE DATA | [6 empty] | K | EPA Web hyper-linked for information
[5 empty] | Source Depth in Saturated Zone* |  |  | 10 | ft
2. DISPERSION |  |  |  |  | Source Zones:
Longitudinal Dispersivity* | ax |  | 13.4545 | ft | Width* (ft) | Conc. (ug/L)*
Transverse Dispersivity* | ay |  | 1.3454 | ft | 50 | 70 | 1
Vertical Dispersivity* | az |  | 0 | ft | 25 | 4500
or |  |  |  |  | 100 | 9000
Estimated Plume Length | Lp |  | 280 | ft | 25 | 4500
[5 empty] | 50 | 70
3. ADSORPTION |  |  |  |  | Source Half-life calculated:
Hazardous Substance: |  |  | Benzene |  | 3 | 10 | yr |  |  |  |  | View of Plume Looking Down
Retardation Factor* | R |  | 2.054 |  | Inst. React. | 1st Order Decay
or |  |  |  |  | Soluble Mass | 150 | kg
Dry Soil Bulk Density | rb |  | 1.7 | kg/L | In Source NAPL and Soil |  |  |  |  | Observed Concentrations at Monitoring Wells
Partition Coefficient | Koc |  | 62 | L/kg | 7. FIELD DATA FOR A CALIBRATION* |  |  |  |  | Do not leave blank between data points.
Fraction Organic Carbon | foc |  | 0.003 | NA |  | Well Location | MW-1 | MW-2 | MW-3 | MW-4 | MW-5
Contaminant Velocity* | Vc |  | 55.4095 | ft/yr |  | Dist. from Source, x-direction, ft | 0 | 63 | 130 | 192 | 288
#4. BIODEGRADATION (two options) | [5 empty] | Off-centerline Dist., y-direction, ft | 0 | 10 | 12 | 56 | 10
1st Order Decay Model | [5 empty] | Measured Concentration, ug/L | 6500 | 3600 | 1100 | 250 | 10
Biod Rate Constant* | l |  | 0.9231 | yr-1
or |  |  |  |  | 8. CONTROL
Solute Half-Life | t1/2 |  | 0.75073 | yr
Chi-square statistics result for lambda: l |  |  | #N/A
or, Instantaneous Reaction Model
Delta Dissolved Oxygen* | DO |  | 2.4 | mg/L
Delta Nitrate* | NO3+1 |  | 0.3 | mg/L
Observed Manganese* | Mn+2 |  | 5 | mg/L
Observed Ferrous Iron* | Fe+2 |  | 11.3 | mg/L
Delta Sulfate* | SO4-2 |  | 25 | mg/L
Observed Methane* | CH4 |  | 0.414 | mg/L
Total Expressed Assimilative Capacity |  |  | 7.8743 | mg/L
Chi-square statistics result for ax |  |  | #N/A
Note: The area below is the calculation area for this screen. Do not enter data into this area.
Calculate Biodegradation Capacity | [5 empty] | List and Calculate Source Concentrations
Electron | Backgr. |  | UtFactor | Biodeg | % | yo.1 | 50 | Y.1 | 250 |  | Co.1 | 70 | C.1 | 70 | bioc.1 | 7944.3
Acceptor | Conc. |  | Factor | Capacity |  | yo.2 | 25 | Y.2 | 150 |  | Co.2 | 4500 | C.2 | 4430 | bioc.2 | 4430
D.O. | 2.4 |  | 0.33 | 0.792 | 10.06% | yo.3 | 100 | Y.3 | 100 |  | Co.3 | 9000 | C.3 | 4500 | bioc.3 | 4500
NO3 | 0.3 |  | 0.21 | 0.063 | 0.8001% | yo.1,yo.2, and yo.3 are original source width terms. Y.1,Y.2, and Y.3 are total width
Mn+2 | 5 |  | 0.09 | 0.45 | 5.715% | for the three source zones. Similarly, Co.1,Co.2, and Co.3 are the original source
Fe | 11.3 |  | 0.047 | 0.5311 | 6.745% | concentrations entered by the user while C.1,C.2, and C.3 are the net source
SO4 | 25 |  | 0.22 | 5.5 | 69.85% | contribution for each source zone. Bioc.1, bioc.2, bioc.3 are C.1,C.2, and C.3
Methane | 0.414 |  | 1.3 | 0.5382 | 6.835% | adjusted to include the contribution of source area "instantaneous" reactions.
|  |  |  | 7874.3 | ug/L | Note that Bioc.1, Bioc.2, and Bioc.3 are higher than observed concentrations
Co.1, Co.2, and Co.3 because instantaneous reaction assumes that
reaction is occuring in source zone. When biodeg capacity is substracted from
bioc.x at source, this leads to observed source concentration Co.x
Source Decay | [5 empty] | Rounded Source Halflifes. Note source halflife for instantaneous
For no deg model & |  | Total_Mass |  | 150 | kg | reaction is lower than for no decay or 1st order decay because
1st order model: |  | Q |  | 2415638.9764 | L/yr | assumed source concs. before biodeg (Bioc.x) are higher than
(k is the source zone |  | Coavg |  | 4528 | ug/L | observed source conc (Co.x)
halflife. It is not related to |  | Flux |  | 10.938 | Kg/yr
lambda, the dissolved |  | k |  | 0.07292 | 1/yr | HalflifeNODEG1st
phase constituent halflife) |  | sourcehalf |  | 9.5036 | yr | 10 | Source halflife with no biodegradation or first order decay
(No biodegradation in source area)(Rounded)
For Inst. Reaction Model: |  | CoavgInst |  | 12402.3 | ug/L
|  | FluxInst |  | 29.9595 | Kg/yr | HalflifeINST
(k is the source zone |  | kinst |  | 0.19973 | 1/yr | 3 | Source halflife with instantaneous reaction
halflife if the instantaneous |  | sourcehalfinst |  | 3.4697 | yr |  | (Biodeg in source zone)(Rounded)
reaction is selected).
Revised Vertical Dispersivity to allow 0 input
Revised alpha.z so that |  |  | Alpha.z
if cell E14 = 0 then |  |  | 1e-99 |  |  |  |  | Summary table for mass computations
alpha.z=1.e-99
[8 empty] | D.O. | NO3 | Fe | SO4 | Methan | Mn | total
[8 empty] | 10.06% | 0.8001% | 6.745% | 69.85% | 6.835% | 5.715% | 100%
[8 empty] | 3.0303 | 4.7619 | 21.2766 | 4.5455 | 0.76923 | 11.1111
30394.4535
Chi-square for direct concentration: |  |  |  | #VALUE!
Chi-square for normalized concentration: |  |  |  | #N/A
chisquare for Instant Reaction (for noraml conc) |  |  |  | #N/A
Chi-square test for for target source conc
@ receptor 1
No degradation | #VALUE!
1-st Order Decay | #VALUE!
Inst Reaction | #VALUE!
@ receptor 2
No degradation
1-st Order Decay
Inst Reaction
Note on E28: Enter either a lambda best estimated or let the "SOLVER FUNCTION" find the best-fitting Lambda to field plume data entered to the right (via normalized concentration)
Note on I21: soluble mass in the source zone is the addition of the dissolvable contaminants, free-phase NAPL, and residual NAPLs on saturated and smear zone soils; for constant-source simulations, type "infinite"
Note on J7: The time the original release and the date the field data as below were collected.
Note on J24: This cell is for the source well always.
Note on K10: the thickness (representative) of source dissolved zone. If no data for LUST site, enter 10 feet.
Vertical Plane Source: Look at Plume Cross-Section and Input Concentrations & Widths for Zones 1, 2, and 3
or
or
or
or
or
1
2
3
4
5
Plume Centerline
x
y
Note: THIS SPACE IS FOR site description if any…
Paste Example Dataset
Restore all Formulas for Vgw, Dispersivities, R, lambda, others
#Calibration of Lambda: for 1st Order Decay Model: Chi-square test
DataBase
Restore Formulas
Restore Formulas
Restore Formulas
DataBase
Main
Print View
End
Restore Formulas

## Centerline Output
Module 6: Comparison: Field Data vs. Predicted by Three Models | [5 empty] | Site Name: | Dummy XYZ site
[6 empty] | Site Address: | 1234, Olympia, WA 98501
| Source Release Time is 5 years. |  |  |  |  | Hazardous Substance: | Benzene
Well Location | MW-1 | MW-2 | MW-3 | MW-4 | MW-5
Dist. From Source, x,y-direction, ft | 0, 0 | 63, 10 | 130, 12 | 192, 56 | 288, 10
TYPE OF MODEL used | A. Groundwater Concentration along Plume Centerline (ug/L at z=0)
No Degradation | #VALUE! | #VALUE! | #VALUE! | #VALUE! | #VALUE!
1st Order Decay | 6250.2675 | #VALUE! | #VALUE! | #VALUE! | #VALUE!
Inst. Reaction | #VALUE! | #VALUE! | #VALUE! | #VALUE! | #VALUE!
Field Data from Site | 6500 | 3600 | 1100 | 250 | 10
TYPE OF MODEL used | B. Normalized Groundwater Concentration along Plume Centerline (unitless, at z=0)
No Degradation | 1
1st Order Decay | 1
Inst. Reaction | 1
Field Data from Site | 1 | 0.55385 | 0.16923 | 0.038462 | 0.0015385
Note: The area below is the calculation area for this screen. Do not enter data into this area.
Row used for Field | 6500 | 3600 | 1100 | 250 | 10 | -100 | -100 | -100 | -100 | -100 | -100
Data Graph: |  |  |  | Co.1 | 70 | C.1 | 70
|  |  |  | Co.2 | 4500 | C.2 | 4430
|  |  |  | Co.3 | 9000 | C.3 | 4500
|  |  | erfcconst1 | 1
No degradation model: only dispersion effect |  |  | erfcconst2 | 122.107
distance -x | 0.0001 | 63 | 130 | 192 | 288
distance-y | 0 | 10 | 12 | 56 | 10 | 0 | 0 | 0 | 0 | 0 | 0 | 1.9
exp | 1 | 1 | 1 | 1 | 1 | 1 | 1 | 1 | 1 | 1 | 1
inerfc | -2.2689 | -1.7529 | -1.2042 | -0.6965 | 0.089698 | #VALUE! | #VALUE! | #VALUE! | #VALUE! | #VALUE! | #VALUE!
erfc | #VALUE! | #VALUE! | #VALUE! | #VALUE! | #VALUE! | #VALUE! | #VALUE! | #VALUE! | #VALUE! | #VALUE! | #VALUE!
inlasterf | 1.5811e+52 | 1.992e+49 | 1.3868e+49 | 1.1411e+49 | 9.3169e+48 | #VALUE! | #VALUE! | #VALUE! | #VALUE! | #VALUE! | #VALUE!
2*lasteft | #VALUE! | #VALUE! | #VALUE! | #VALUE! | #VALUE! | #VALUE! | #VALUE! | #VALUE! | #VALUE! | #VALUE! | #VALUE!
Y1 | #VALUE! | #VALUE! | #VALUE! | #VALUE! | #VALUE! | #VALUE! | #VALUE! | #VALUE! | #VALUE! | #VALUE! | #VALUE!
Y.2 | #VALUE! | #VALUE! | #VALUE! | #VALUE! | #VALUE! | #VALUE! | #VALUE! | #VALUE! | #VALUE! | #VALUE! | #VALUE!
Y.3 | #VALUE! | #VALUE! | #VALUE! | #VALUE! | #VALUE! | #VALUE! | #VALUE! | #VALUE! | #VALUE! | #VALUE! | #VALUE!
Conc. Y.1 | #VALUE! | #VALUE! | #VALUE! | #VALUE! | #VALUE! | #VALUE! | #VALUE! | #VALUE! | #VALUE! | #VALUE! | #VALUE!
Conc. Y.2 | #VALUE! | #VALUE! | #VALUE! | #VALUE! | #VALUE! | #VALUE! | #VALUE! | #VALUE! | #VALUE! | #VALUE! | #VALUE!
Conc. Y.3 | #VALUE! | #VALUE! | #VALUE! | #VALUE! | #VALUE! | #VALUE! | #VALUE! | #VALUE! | #VALUE! | #VALUE! | #VALUE!
Time from Source (yrs) | 1.8047e-06 | 1.137 | 2.3462 | 3.4651 | 5.1977 | #VALUE! | #VALUE! | #VALUE! | #VALUE! | #VALUE! | #VALUE!
Conc. | #VALUE! | #VALUE! | #VALUE! | #VALUE! | #VALUE! | #VALUE! | #VALUE! | #VALUE! | #VALUE! | #VALUE! | #VALUE!
[5 empty] | erfcconst3 | 1.3772 |  | 1 |  |  |  | 0.9231
With General 1st Order Decay | [11 empty] | 13.4545
exp | 1 | 0.41353 | 0.16168 | 0.067804 | 0.017656 | #VALUE! | #VALUE! | #VALUE! | #VALUE! | #VALUE! | #VALUE! | 55.4095
inerfc | -3.1246 | -2.6087 | -2.06 | -1.5522 | -0.76605 | #VALUE! | #VALUE! | #VALUE! | #VALUE! | #VALUE! | #VALUE!
erfc | #VALUE! | #VALUE! | #VALUE! | #VALUE! | #VALUE! | #VALUE! | #VALUE! | #VALUE! | #VALUE! | #VALUE! | #VALUE!
| 6250.2675 | #VALUE! | #VALUE! | #VALUE! | #VALUE! | #VALUE! | #VALUE! | #VALUE! | #VALUE! | #VALUE! | #VALUE!
Instantaneous Reaction
48.6132
#VALUE!
1.2211
1.2211
Revised |  | bioC.1 | 7944.3 | Needed to get orginal concentration in source zone
Concentration |  | bioC.2 | 4430 | Corresponds to instantenous reaction in source zone
With Inst. Reaction |  | bioC.3 | 4500
In Source Zone
New Pre-Decay | #VALUE! | #VALUE! | #VALUE! | #VALUE! | #VALUE! | #VALUE! | #VALUE! | #VALUE! | #VALUE! | #VALUE! | #VALUE!
Concentration
Concentration | #VALUE! | #VALUE! | #VALUE! | #VALUE! | #VALUE! | #VALUE! | #VALUE! | #VALUE! | #VALUE! | #VALUE! | #VALUE!
find Lamda for 1st order decay:
measured: | 6500 | 3600 | 1100 | 250 | 10
predicted: | 6250.2675 | #VALUE! | #VALUE! | #VALUE! | #VALUE!
norm/measured | 1 | 0.55385 | 0.16923 | 0.038462 | 0.0015385 | #N/A | #N/A | #N/A | #N/A | #N/A | #N/A
normalized/predicted(1st order decay) | 1 | #N/A | #N/A | #N/A | #N/A | #N/A | #N/A | #N/A | #N/A | #N/A | #N/A
normalized/predicted(no degradat) | 1 | #N/A | #N/A | #N/A | #N/A | #N/A | #N/A | #N/A | #N/A | #N/A | #N/A
A. chi for lambda
Chisquare?
Chi-square for normalized concentration: |  | 3 | #N/A |  | total count? | 1
count: no of data? |  | 4 | #N/A |  | chi value? | #N/A
|  | 5 | #N/A
|  | 6 | #N/A
|  | 7 | #N/A
|  | 8 | #N/A
|  | 9 | #N/A
|  | 10 | #N/A
|  | 11 | #N/A
Chi-square for direct concentration: |  | total | #VALUE!
B. chi for biodegradation cap
predicted | #VALUE! | #VALUE! | #VALUE! | #VALUE! | #VALUE! | #VALUE! | #VALUE! | #VALUE! | #VALUE! | #VALUE! | #VALUE!
normalized/predicted (inst react model) | 1 | #N/A | #N/A | #N/A | #N/A | #N/A | #N/A | #N/A | #N/A | #N/A | #N/A
Chi_square?
Chi-square for normalized concentration: |  | 3 | #N/A
|  | 4 | #N/A
|  | 5 | #N/A |  | total count? | 1
|  | 6 | #N/A |  | chivalue | #N/A
|  | 7 | #N/A
|  | 8 | #N/A
count? |  | 9 | #N/A
|  | 10 | #N/A
|  | 11 | #N/A
dist_y-direction | 0 | 10 | 12 | 56 | 10
| MW-1 | MW-2 | MW-3 | MW-4 | MW-5
dist_x-direction | 0 | 63 | 130 | 192 | 288
No Degradation | #VALUE! | #VALUE! | #VALUE! | #VALUE! | #VALUE!
1st Order Decay | 6250.2675 | #VALUE! | #VALUE! | #VALUE! | #VALUE!
Inst. Reaction | #VALUE! | #VALUE! | #VALUE! | #VALUE! | #VALUE!
Field Data from Site | 6500 | 3600 | 1100 | 250 | 10
Graphing for data
| MW-1 | MW-2 | MW-3 | MW-4 | MW-5 | #N/A | #N/A | #N/A | #N/A | #N/A | #N/A
dist_x-direction | 0 | 63 | 130 | 192 | 288 | #N/A | #N/A | #N/A | #N/A | #N/A | #N/A
No Degradation | #VALUE! | #VALUE! | #VALUE! | #VALUE! | #VALUE! | #N/A | #N/A | #N/A | #N/A | #N/A | #N/A
1st Order Decay | 6250.2675 | #VALUE! | #VALUE! | #VALUE! | #VALUE! | #N/A | #N/A | #N/A | #N/A | #N/A | #N/A
Inst. Reaction | #VALUE! | #VALUE! | #VALUE! | #VALUE! | #VALUE! | #N/A | #N/A | #N/A | #N/A | #N/A | #N/A
Field Data from Site | 6500 | 3600 | 1100 | 250 | 10 | #N/A | #N/A | #N/A | #N/A | #N/A | #N/A
Graphing: for normalized data | MW-1 | MW-2 | MW-3 | MW-4 | MW-5 | #N/A | #N/A | #N/A | #N/A | #N/A | #N/A
| 0 | 63 | 130 | 192 | 288 | #N/A | #N/A | #N/A | #N/A | #N/A | #N/A
No Degradation | 1 | #N/A | #N/A | #N/A | #N/A | #N/A | #N/A | #N/A | #N/A | #N/A | #N/A
1st Order Decay | 1 | #N/A | #N/A | #N/A | #N/A | #N/A | #N/A | #N/A | #N/A | #N/A | #N/A
Inst. Reaction | 1 | #N/A | #N/A | #N/A | #N/A | #N/A | #N/A | #N/A | #N/A | #N/A | #N/A
Field Data from Site | 1 | 0.55385 | 0.16923 | 0.038462 | 0.0015385 | #N/A | #N/A | #N/A | #N/A | #N/A | #N/A
Note on B14: Normalized concentration is a ratio of the concentrations at a down-gradient well over the source well.
Main
Print View
End

## Plume Output
Module 6: Calculation of Mass Removal Rate by Biodegradation | [8 empty] | Site Name: | Dummy XYZ site
[9 empty] | Site Address: | 1234, Olympia, WA 98501
[9 empty] | Hazardous Substance: | Benzene
Transverse |  | Ground water Concentrations in Plume (ug/L at z=0) | [9 empty] | Choose a Model |  | t
Distance, y-direction (ft) |  |  |  |  | Distance from Source, x-direction (ft) | [6 empty] | below to Display: |  | whichmodel= | WhichPlot
| 0.0001 | 50 | 100 | 150 | 200 | 250 | 300 | 350 | 400 | 450 | 500 |  |  | t | all | 0.0001 | 50 | 100 | 150 | 200 | 250 | 300 | 350 | 400 | 450 | 500
45 | #VALUE! | #VALUE! | #VALUE! | #VALUE! | #VALUE! | #VALUE! | #VALUE! | #VALUE! | #VALUE! | #VALUE! | #VALUE! |  |  |  | 45 | #VALUE! | #VALUE! | #VALUE! | #VALUE! | #VALUE! | #VALUE! | #VALUE! | #VALUE! | #VALUE! | #VALUE! | #VALUE!
22.5 | #VALUE! | #VALUE! | #VALUE! | #VALUE! | #VALUE! | #VALUE! | #VALUE! | #VALUE! | #VALUE! | #VALUE! | #VALUE! |  |  | t | 22.5 | #VALUE! | #VALUE! | #VALUE! | #VALUE! | #VALUE! | #VALUE! | #VALUE! | #VALUE! | #VALUE! | #VALUE! | #VALUE!
0 | #VALUE! | #VALUE! | #VALUE! | #VALUE! | #VALUE! | #VALUE! | #VALUE! | #VALUE! | #VALUE! | #VALUE! | #VALUE! |  |  |  | 0 | #VALUE! | #VALUE! | #VALUE! | #VALUE! | #VALUE! | #VALUE! | #VALUE! | #VALUE! | #VALUE! | #VALUE! | #VALUE!
-22.5 | #VALUE! | #VALUE! | #VALUE! | #VALUE! | #VALUE! | #VALUE! | #VALUE! | #VALUE! | #VALUE! | #VALUE! | #VALUE! |  |  |  | -22.5 | #VALUE! | #VALUE! | #VALUE! | #VALUE! | #VALUE! | #VALUE! | #VALUE! | #VALUE! | #VALUE! | #VALUE! | #VALUE!
-45 | #VALUE! | #VALUE! | #VALUE! | #VALUE! | #VALUE! | #VALUE! | #VALUE! | #VALUE! | #VALUE! | #VALUE! | #VALUE! |  |  |  | -45 | #VALUE! | #VALUE! | #VALUE! | #VALUE! | #VALUE! | #VALUE! | #VALUE! | #VALUE! | #VALUE! | #VALUE! | #VALUE!
MASS | #VALUE! | #VALUE! | #VALUE! | #VALUE! | #VALUE! | #VALUE! | #VALUE! | #VALUE! | #VALUE! | #VALUE! | #VALUE!
FLUX | #VALUE! |  |  |  | Target Ground water Conc, ug/L : | 5 |  |  | Enter Simulation Time, yr: | 10 |  |  |  |  | Mass Balances |  |  | In grams
(mg/day) |  |  |  |  | Modeled Area Length (L), ft : | 500 |  | *Displayed Model is No Degradation.
[5 empty] | Modeled Area Width (W), ft : | 90
[6 empty] | 175 |  | Plume and Source Masses (Order-of-Magnitude Accuracy) | [7 empty] | #VALUE! | #VALUE! | #VALUE! | #VALUE! | #VALUE! | #VALUE! | #VALUE! | #VALUE! | #VALUE! | #VALUE! | #VALUE!
[9 empty] | #VALUE! | [6 empty] | 6250.2675 | #VALUE! | #VALUE! | #VALUE! | #VALUE! | #VALUE! | #VALUE! | #VALUE! | #VALUE! | #VALUE! | #VALUE!
[11 empty] | Plume Mass if No Biodegradation: | #VALUE! | kg | #VALUE!
[11 empty] | - Actual Plume Mass: | #VALUE! | kg | #VALUE!
#VALUE!
[11 empty] | = Plume Mass Removed by Biodegradation: | #VALUE! | kg | #VALUE!
#VALUE!
Change in Electron Acceptor/Byproduct Mass, kg:
[8 empty] | Oxygen | Nitrate | Ferrous Iron | Sulfate | Methane | Manganese
[8 empty] | na | na | na | na | na | na
[11 empty] | Contam. Mass in Source (t=0 years): | 150 | kg | 150
[11 empty] | Contam. Mass in Source Now (t=10 years): | 72.3441 | kg | 104.1711
[11 empty] | Current Volume of Groundwater in Plume: | #VALUE! | ac-ft
[11 empty] | Flowrate of Water Through Source Zone: | #VALUE! | ac-ft/yr | 0
Note: The area below is the calculation area for this screen. Do not enter data into this area.
| const1 | 1
| const2 | 172.6854
const3
| exp | 1 | 1 | 1 | 1 | 1 | 1 | 1 | 1 | 1 | 1 | 1
| inerfc | -3.2087 | -2.9191 | -2.6296 | -2.3401 | -2.0505 | -1.761 | -1.4714 | -1.1819 | -0.89234 | -0.6028 | -0.31325
| erfc | #VALUE! | #VALUE! | #VALUE! | #VALUE! | #VALUE! | #VALUE! | #VALUE! | #VALUE! | #VALUE! | #VALUE! | #VALUE!
| inerfz | 1.5811e+52 | 2.2361e+49 | 1.5811e+49 | 1.291e+49 | 1.118e+49 | 1e+49 | 9.1287e+48 | 8.4515e+48 | 7.9057e+48 | 7.4536e+48 | 7.0711e+48
| 2*erfz | #VALUE! | #VALUE! | #VALUE! | #VALUE! | #VALUE! | #VALUE! | #VALUE! | #VALUE! | #VALUE! | #VALUE! | #VALUE!
Yrs from source |  | 1.8047e-06 | 0.90237 | 1.8047 | 2.7071 | 3.6095 | 4.5119 | 5.4142 | 6.3166 | 7.219 | 8.1214 | 9.0237
|  | 0.0001 | 50 | 100 | 150 | 200 | 250 | 300 | 350 | 400 | 450 | 500
Y.1 | 0 | #VALUE! | #VALUE! | #VALUE! | #VALUE! | #VALUE! | #VALUE! | #VALUE! | #VALUE! | #VALUE! | #VALUE! | #VALUE!
| 22.5 | #VALUE! | #VALUE! | #VALUE! | #VALUE! | #VALUE! | #VALUE! | #VALUE! | #VALUE! | #VALUE! | #VALUE! | #VALUE!
| 45 | #VALUE! | #VALUE! | #VALUE! | #VALUE! | #VALUE! | #VALUE! | #VALUE! | #VALUE! | #VALUE! | #VALUE! | #VALUE!
|  | 0.0001 | 50 | 100 | 150 | 200 | 250 | 300 | 350 | 400 | 450 | 500
Conc Y.1 | 0 | #VALUE! | #VALUE! | #VALUE! | #VALUE! | #VALUE! | #VALUE! | #VALUE! | #VALUE! | #VALUE! | #VALUE! | #VALUE!
| 22.5 | #VALUE! | #VALUE! | #VALUE! | #VALUE! | #VALUE! | #VALUE! | #VALUE! | #VALUE! | #VALUE! | #VALUE! | #VALUE!
| 45 | #VALUE! | #VALUE! | #VALUE! | #VALUE! | #VALUE! | #VALUE! | #VALUE! | #VALUE! | #VALUE! | #VALUE! | #VALUE!
|  | 0.0001 | 50 | 100 | 150 | 200 | 250 | 300 | 350 | 400 | 450 | 500
Y.2 | 0 | #VALUE! | #VALUE! | #VALUE! | #VALUE! | #VALUE! | #VALUE! | #VALUE! | #VALUE! | #VALUE! | #VALUE! | #VALUE!
| 22.5 | #VALUE! | #VALUE! | #VALUE! | #VALUE! | #VALUE! | #VALUE! | #VALUE! | #VALUE! | #VALUE! | #VALUE! | #VALUE!
| 45 | #VALUE! | #VALUE! | #VALUE! | #VALUE! | #VALUE! | #VALUE! | #VALUE! | #VALUE! | #VALUE! | #VALUE! | #VALUE!
|  | 0.0001 | 50 | 100 | 150 | 200 | 250 | 300 | 350 | 400 | 450 | 500
Conc Y.2 | 0 | #VALUE! | #VALUE! | #VALUE! | #VALUE! | #VALUE! | #VALUE! | #VALUE! | #VALUE! | #VALUE! | #VALUE! | #VALUE!
| 22.5 | #VALUE! | #VALUE! | #VALUE! | #VALUE! | #VALUE! | #VALUE! | #VALUE! | #VALUE! | #VALUE! | #VALUE! | #VALUE!
| 45 | #VALUE! | #VALUE! | #VALUE! | #VALUE! | #VALUE! | #VALUE! | #VALUE! | #VALUE! | #VALUE! | #VALUE! | #VALUE!
|  | 0.0001 | 50 | 100 | 150 | 200 | 250 | 300 | 350 | 400 | 450 | 500
Y.3 | 0 | #VALUE! | #VALUE! | #VALUE! | #VALUE! | #VALUE! | #VALUE! | #VALUE! | #VALUE! | #VALUE! | #VALUE! | #VALUE!
| 22.5 | #VALUE! | #VALUE! | #VALUE! | #VALUE! | #VALUE! | #VALUE! | #VALUE! | #VALUE! | #VALUE! | #VALUE! | #VALUE!
| 45 | #VALUE! | #VALUE! | #VALUE! | #VALUE! | #VALUE! | #VALUE! | #VALUE! | #VALUE! | #VALUE! | #VALUE! | #VALUE!
|  | 0.0001 | 50 | 100 | 150 | 200 | 250 | 300 | 350 | 400 | 450 | 500
Conc Y.3 | 0 | #VALUE! | #VALUE! | #VALUE! | #VALUE! | #VALUE! | #VALUE! | #VALUE! | #VALUE! | #VALUE! | #VALUE! | #VALUE!
| 22.5 | #VALUE! | #VALUE! | #VALUE! | #VALUE! | #VALUE! | #VALUE! | #VALUE! | #VALUE! | #VALUE! | #VALUE! | #VALUE!
| 45 | #VALUE! | #VALUE! | #VALUE! | #VALUE! | #VALUE! | #VALUE! | #VALUE! | #VALUE! | #VALUE! | #VALUE! | #VALUE!
|  | 0.0001 | 50 | 100 | 150 | 200 | 250 | 300 | 350 | 400 | 450 | 500 |  | TOTAL MASS FROM SOURCE (KG)
TOTAL | 45 | #VALUE! | #VALUE! | #VALUE! | #VALUE! | #VALUE! | #VALUE! | #VALUE! | #VALUE! | #VALUE! | #VALUE! | #VALUE! |  | 77.6559
No Decay | 22.5 | #VALUE! | #VALUE! | #VALUE! | #VALUE! | #VALUE! | #VALUE! | #VALUE! | #VALUE! | #VALUE! | #VALUE! | #VALUE! |  |  |  | hsp mass balance
| 0 | #VALUE! | #VALUE! | #VALUE! | #VALUE! | #VALUE! | #VALUE! | #VALUE! | #VALUE! | #VALUE! | #VALUE! | #VALUE! |  | TOTAL MASS (KG)
| 22.5 | #VALUE! | #VALUE! | #VALUE! | #VALUE! | #VALUE! | #VALUE! | #VALUE! | #VALUE! | #VALUE! | #VALUE! | #VALUE! |  | #VALUE! |  | #VALUE!
| 45 | #VALUE! | #VALUE! | #VALUE! | #VALUE! | #VALUE! | #VALUE! | #VALUE! | #VALUE! | #VALUE! | #VALUE! | #VALUE!
TOTAL | const3 | 1.3772
1st Order
| exp | 1 | 0.49618 | 0.24619 | 0.12216 | 0.060612 | 0.030074 | 0.014922 | 0.0074041 | 0.0036738 | 0.0018229 | 0.00090447
| inerfc | -4.4189 | -4.1294 | -3.8398 | -3.5503 | -3.2607 | -2.9712 | -2.6816 | -2.3921 | -2.1026 | -1.813 | -1.5235
| erfc | #VALUE! | #VALUE! | #VALUE! | #VALUE! | #VALUE! | #VALUE! | #VALUE! | #VALUE! | #VALUE! | #VALUE! | #VALUE!
TOTAL MASS FROM SOURCE (KG)
77.6559
|  | 0.0001 | 50 | 100 | 150 | 200 | 250 | 300 | 350 | 400 | 450 | 500
| 45 | #VALUE! | #VALUE! | #VALUE! | #VALUE! | #VALUE! | #VALUE! | #VALUE! | #VALUE! | #VALUE! | #VALUE! | #VALUE! |  | TOTAL MASS (KG)
| 22.5 | #VALUE! | #VALUE! | #VALUE! | #VALUE! | #VALUE! | #VALUE! | #VALUE! | #VALUE! | #VALUE! | #VALUE! | #VALUE! |  | #VALUE! |  | #VALUE!
| 0 | #VALUE! | #VALUE! | #VALUE! | #VALUE! | #VALUE! | #VALUE! | #VALUE! | #VALUE! | #VALUE! | #VALUE! | #VALUE!
| 22.5 | #VALUE! | #VALUE! | #VALUE! | #VALUE! | #VALUE! | #VALUE! | #VALUE! | #VALUE! | #VALUE! | #VALUE! | #VALUE! |  | FracBIOD1st:
| 45 | #VALUE! | #VALUE! | #VALUE! | #VALUE! | #VALUE! | #VALUE! | #VALUE! | #VALUE! | #VALUE! | #VALUE! | #VALUE! |  | #VALUE! |  | #VALUE!
TOTAL |  | 0.0001 | 50 | 100 | 150 | 200 | 250 | 300 | 350 | 400 | 450 | 500 |  | TOTAL MASS FROM SOURCE (KG)
INST. | 45 | #VALUE! | #VALUE! | #VALUE! | #VALUE! | #VALUE! | #VALUE! | #VALUE! | #VALUE! | #VALUE! | #VALUE! | #VALUE! |  | 129.6448
Reaction | 22.5 | #VALUE! | #VALUE! | #VALUE! | #VALUE! | #VALUE! | #VALUE! | #VALUE! | #VALUE! | #VALUE! | #VALUE! | #VALUE!
Model | 0 | #VALUE! | #VALUE! | #VALUE! | #VALUE! | #VALUE! | #VALUE! | #VALUE! | #VALUE! | #VALUE! | #VALUE! | #VALUE!
Before | 22.5 | #VALUE! | #VALUE! | #VALUE! | #VALUE! | #VALUE! | #VALUE! | #VALUE! | #VALUE! | #VALUE! | #VALUE! | #VALUE!
Degrad. | 45 | #VALUE! | #VALUE! | #VALUE! | #VALUE! | #VALUE! | #VALUE! | #VALUE! | #VALUE! | #VALUE! | #VALUE! | #VALUE! |  | TOTAL MASS (KG)
#VALUE!
TOTAL |  | 0.0001 | 50 | 100 | 150 | 200 | 250 | 300 | 350 | 400 | 450 | 500
INST | 45 | #VALUE! | #VALUE! | #VALUE! | #VALUE! | #VALUE! | #VALUE! | #VALUE! | #VALUE! | #VALUE! | #VALUE! | #VALUE!
Final | 22.5 | #VALUE! | #VALUE! | #VALUE! | #VALUE! | #VALUE! | #VALUE! | #VALUE! | #VALUE! | #VALUE! | #VALUE! | #VALUE! |  | TOTAL MASS (KG)
Concent. | 0 | #VALUE! | #VALUE! | #VALUE! | #VALUE! | #VALUE! | #VALUE! | #VALUE! | #VALUE! | #VALUE! | #VALUE! | #VALUE! |  | #VALUE!
| 22.5 | #VALUE! | #VALUE! | #VALUE! | #VALUE! | #VALUE! | #VALUE! | #VALUE! | #VALUE! | #VALUE! | #VALUE! | #VALUE!
| 45 | #VALUE! | #VALUE! | #VALUE! | #VALUE! | #VALUE! | #VALUE! | #VALUE! | #VALUE! | #VALUE! | #VALUE! | #VALUE!
FracBIODInst:
#VALUE!
| #REF! | #REF! | #REF! | #REF! | #REF! | #REF! | #REF! | #REF! | #REF! | #REF! | #REF! | arith mean
ROW | 29967.1597 | #REF! | #REF! | #REF! | #REF! | #REF! | #REF! | #REF! | #REF! | #REF! | #REF! | geo mean
11
Note on M20: The total amount of dissolved contaminant that has left the source zone.
Note on M24: The mass of contaminants that are biodegradaed.
L
W
No Degradation Model
1st Order Decay Model
Instantaneous Reaction Model
Plot All Data
Plot Data > Target
Main
Print View
End

## SurfaceWat_loading
Module 6: Calculation of Surface Water Mass Loading Rate | [8 empty] | Site Name: | Dummy XYZ site
| from Ground Water Source: 1st-Order Decay Model used | [7 empty] | Site Address: | 1234, Olympia, WA 98501
[9 empty] | Hazardous Substance: | Benzene
Vertical Plume |  | Groundwater concentrations (ug/L) in a vertical cross section (@ x = 150 ft and t = 15 years)
Depth, z-direction (ft) |  |  |  |  | Plume Width, y-direction (ft)
| 0 | 12.5 | 25 | 37.5 | 50 | 62.5 | 75 | 87.5 | 100 | 112.5 | 125
0 | #VALUE! | #VALUE! | #VALUE! | #VALUE! | #VALUE! | #VALUE! | #VALUE! | #VALUE! | #VALUE! | #VALUE! | #VALUE!
-3.5 | #VALUE! | #VALUE! | #VALUE! | #VALUE! | #VALUE! | #VALUE! | #VALUE! | #VALUE! | #VALUE! | #VALUE! | #VALUE!
-7 | #VALUE! | #VALUE! | #VALUE! | #VALUE! | #VALUE! | #VALUE! | #VALUE! | #VALUE! | #VALUE! | #VALUE! | #VALUE!
-10.5 | #VALUE! | #VALUE! | #VALUE! | #VALUE! | #VALUE! | #VALUE! | #VALUE! | #VALUE! | #VALUE! | #VALUE! | #VALUE!
-14 | #VALUE! | #VALUE! | #VALUE! | #VALUE! | #VALUE! | #VALUE! | #VALUE! | #VALUE! | #VALUE! | #VALUE! | #VALUE!
-17.5 | #VALUE! | #VALUE! | #VALUE! | #VALUE! | #VALUE! | #VALUE! | #VALUE! | #VALUE! | #VALUE! | #VALUE! | #VALUE!
-21 | #VALUE! | #VALUE! | #VALUE! | #VALUE! | #VALUE! | #VALUE! | #VALUE! | #VALUE! | #VALUE! | #VALUE! | #VALUE!
-24.5 | #VALUE! | #VALUE! | #VALUE! | #VALUE! | #VALUE! | #VALUE! | #VALUE! | #VALUE! | #VALUE! | #VALUE! | #VALUE!
-28 | #VALUE! | #VALUE! | #VALUE! | #VALUE! | #VALUE! | #VALUE! | #VALUE! | #VALUE! | #VALUE! | #VALUE! | #VALUE!
-31.5 | #VALUE! | #VALUE! | #VALUE! | #VALUE! | #VALUE! | #VALUE! | #VALUE! | #VALUE! | #VALUE! | #VALUE! | #VALUE!
-35 | #VALUE! | #VALUE! | #VALUE! | #VALUE! | #VALUE! | #VALUE! | #VALUE! | #VALUE! | #VALUE! | #VALUE! | #VALUE!
(Order-of-Magnitude Accuracy expected)
Estimation of Groundwater Fow Rate, Average concentration and Mass Lodaing to Surface Water from Ground water Source @ x = 150 ft and t = 15 years
[7 empty] | Simulation time, yr |  |  |  | 15
[7 empty] | Distance from the Source to surface water, ft |  |  |  | 150
[7 empty] | Modeled Area Plume Width (W), ft : |  |  |  | 250
[7 empty] | Modeled Area Vertical Plume Depth (D), ft : |  |  |  | 35
[7 empty] | Vertical dispersivity estimated, ft |  |  |  | 0.33636
[7 empty] | Highest groundwater conc, ug/L |  |  |  | #VALUE!
[7 empty] | Plume flow rate, ft3/day |  |  |  | 818.5039
[7 empty] | Average groundwater conc, ug/L |  |  |  | #VALUE!
[7 empty] | Mass loading to surface water, mg/day |  |  |  | #VALUE!
Y-direction
|  | -125 | -112.5 | -100 | -87.5 | -75 | -62.5 | -50 | -37.5 | -25 | -12.5 | 0 | 12.5 | 25 | 37.5 | 50 | 62.5 | 75 | 87.5 | 100 | 112.5 | 125
z-direction | 0 | #VALUE! | #VALUE! | #VALUE! | #VALUE! | #VALUE! | #VALUE! | #VALUE! | #VALUE! | #VALUE! | #VALUE! | #VALUE! | #VALUE! | #VALUE! | #VALUE! | #VALUE! | #VALUE! | #VALUE! | #VALUE! | #VALUE! | #VALUE! | #VALUE!
| -3.5 | #VALUE! | #VALUE! | #VALUE! | #VALUE! | #VALUE! | #VALUE! | #VALUE! | #VALUE! | #VALUE! | #VALUE! | #VALUE! | #VALUE! | #VALUE! | #VALUE! | #VALUE! | #VALUE! | #VALUE! | #VALUE! | #VALUE! | #VALUE! | #VALUE!
| -7 | #VALUE! | #VALUE! | #VALUE! | #VALUE! | #VALUE! | #VALUE! | #VALUE! | #VALUE! | #VALUE! | #VALUE! | #VALUE! | #VALUE! | #VALUE! | #VALUE! | #VALUE! | #VALUE! | #VALUE! | #VALUE! | #VALUE! | #VALUE! | #VALUE!
| -10.5 | #VALUE! | #VALUE! | #VALUE! | #VALUE! | #VALUE! | #VALUE! | #VALUE! | #VALUE! | #VALUE! | #VALUE! | #VALUE! | #VALUE! | #VALUE! | #VALUE! | #VALUE! | #VALUE! | #VALUE! | #VALUE! | #VALUE! | #VALUE! | #VALUE!
| -14 | #VALUE! | #VALUE! | #VALUE! | #VALUE! | #VALUE! | #VALUE! | #VALUE! | #VALUE! | #VALUE! | #VALUE! | #VALUE! | #VALUE! | #VALUE! | #VALUE! | #VALUE! | #VALUE! | #VALUE! | #VALUE! | #VALUE! | #VALUE! | #VALUE!
| -17.5 | #VALUE! | #VALUE! | #VALUE! | #VALUE! | #VALUE! | #VALUE! | #VALUE! | #VALUE! | #VALUE! | #VALUE! | #VALUE! | #VALUE! | #VALUE! | #VALUE! | #VALUE! | #VALUE! | #VALUE! | #VALUE! | #VALUE! | #VALUE! | #VALUE!
| -21 | #VALUE! | #VALUE! | #VALUE! | #VALUE! | #VALUE! | #VALUE! | #VALUE! | #VALUE! | #VALUE! | #VALUE! | #VALUE! | #VALUE! | #VALUE! | #VALUE! | #VALUE! | #VALUE! | #VALUE! | #VALUE! | #VALUE! | #VALUE! | #VALUE!
| -24.5 | #VALUE! | #VALUE! | #VALUE! | #VALUE! | #VALUE! | #VALUE! | #VALUE! | #VALUE! | #VALUE! | #VALUE! | #VALUE! | #VALUE! | #VALUE! | #VALUE! | #VALUE! | #VALUE! | #VALUE! | #VALUE! | #VALUE! | #VALUE! | #VALUE!
| -28 | #VALUE! | #VALUE! | #VALUE! | #VALUE! | #VALUE! | #VALUE! | #VALUE! | #VALUE! | #VALUE! | #VALUE! | #VALUE! | #VALUE! | #VALUE! | #VALUE! | #VALUE! | #VALUE! | #VALUE! | #VALUE! | #VALUE! | #VALUE! | #VALUE!
| -31.5 | #VALUE! | #VALUE! | #VALUE! | #VALUE! | #VALUE! | #VALUE! | #VALUE! | #VALUE! | #VALUE! | #VALUE! | #VALUE! | #VALUE! | #VALUE! | #VALUE! | #VALUE! | #VALUE! | #VALUE! | #VALUE! | #VALUE! | #VALUE! | #VALUE!
| -35 | #VALUE! | #VALUE! | #VALUE! | #VALUE! | #VALUE! | #VALUE! | #VALUE! | #VALUE! | #VALUE! | #VALUE! | #VALUE! | #VALUE! | #VALUE! | #VALUE! | #VALUE! | #VALUE! | #VALUE! | #VALUE! | #VALUE! | #VALUE! | #VALUE!
|  | -125 | -112.5 | -100 | -87.5 | -75 | -62.5 | -50 | -37.5 | -25 | -12.5 | 0 | 12.5 | 25 | 37.5 | 50 | 62.5 | 75 | 87.5 | 100 | 112.5 | 125
z-direction | 0 | #VALUE! | #VALUE! | #VALUE! | #VALUE! | #VALUE! | #VALUE! | #VALUE! | #VALUE! | #VALUE! | #VALUE! | #VALUE! | #VALUE! | #VALUE! | #VALUE! | #VALUE! | #VALUE! | #VALUE! | #VALUE! | #VALUE! | #VALUE! | #VALUE!
| -3.5 | #VALUE! | #VALUE! | #VALUE! | #VALUE! | #VALUE! | #VALUE! | #VALUE! | #VALUE! | #VALUE! | #VALUE! | #VALUE! | #VALUE! | #VALUE! | #VALUE! | #VALUE! | #VALUE! | #VALUE! | #VALUE! | #VALUE! | #VALUE! | #VALUE!
| -7 | #VALUE! | #VALUE! | #VALUE! | #VALUE! | #VALUE! | #VALUE! | #VALUE! | #VALUE! | #VALUE! | #VALUE! | #VALUE! | #VALUE! | #VALUE! | #VALUE! | #VALUE! | #VALUE! | #VALUE! | #VALUE! | #VALUE! | #VALUE! | #VALUE!
| -10.5 | #VALUE! | #VALUE! | #VALUE! | #VALUE! | #VALUE! | #VALUE! | #VALUE! | #VALUE! | #VALUE! | #VALUE! | #VALUE! | #VALUE! | #VALUE! | #VALUE! | #VALUE! | #VALUE! | #VALUE! | #VALUE! | #VALUE! | #VALUE! | #VALUE!
| -14 | #VALUE! | #VALUE! | #VALUE! | #VALUE! | #VALUE! | #VALUE! | #VALUE! | #VALUE! | #VALUE! | #VALUE! | #VALUE! | #VALUE! | #VALUE! | #VALUE! | #VALUE! | #VALUE! | #VALUE! | #VALUE! | #VALUE! | #VALUE! | #VALUE!
| -17.5 | #VALUE! | #VALUE! | #VALUE! | #VALUE! | #VALUE! | #VALUE! | #VALUE! | #VALUE! | #VALUE! | #VALUE! | #VALUE! | #VALUE! | #VALUE! | #VALUE! | #VALUE! | #VALUE! | #VALUE! | #VALUE! | #VALUE! | #VALUE! | #VALUE!
| -21 | #VALUE! | #VALUE! | #VALUE! | #VALUE! | #VALUE! | #VALUE! | #VALUE! | #VALUE! | #VALUE! | #VALUE! | #VALUE! | #VALUE! | #VALUE! | #VALUE! | #VALUE! | #VALUE! | #VALUE! | #VALUE! | #VALUE! | #VALUE! | #VALUE!
| -24.5 | #VALUE! | #VALUE! | #VALUE! | #VALUE! | #VALUE! | #VALUE! | #VALUE! | #VALUE! | #VALUE! | #VALUE! | #VALUE! | #VALUE! | #VALUE! | #VALUE! | #VALUE! | #VALUE! | #VALUE! | #VALUE! | #VALUE! | #VALUE! | #VALUE!
| -28 | #VALUE! | #VALUE! | #VALUE! | #VALUE! | #VALUE! | #VALUE! | #VALUE! | #VALUE! | #VALUE! | #VALUE! | #VALUE! | #VALUE! | #VALUE! | #VALUE! | #VALUE! | #VALUE! | #VALUE! | #VALUE! | #VALUE! | #VALUE! | #VALUE!
| -31.5 | #VALUE! | #VALUE! | #VALUE! | #VALUE! | #VALUE! | #VALUE! | #VALUE! | #VALUE! | #VALUE! | #VALUE! | #VALUE! | #VALUE! | #VALUE! | #VALUE! | #VALUE! | #VALUE! | #VALUE! | #VALUE! | #VALUE! | #VALUE! | #VALUE!
| -35 | #VALUE! | #VALUE! | #VALUE! | #VALUE! | #VALUE! | #VALUE! | #VALUE! | #VALUE! | #VALUE! | #VALUE! | #VALUE! | #VALUE! | #VALUE! | #VALUE! | #VALUE! | #VALUE! | #VALUE! | #VALUE! | #VALUE! | #VALUE! | #VALUE!
1.2235
Domenico with first-oder decay model is used
Plume View Width | y | ft | 250 | 375 | Vertical Dispersivity* | az |  | 0.33636 | ft
Plume View Depth | z | ft | 35 | 20 | Ysource |  |  | 175 | ft
[5 empty] | Z source |  |  | 10 | ft
Co, mg/L |  |  |  | #VALUE!
z-direction |  |  |  | 0 | [10 empty] | -3.5 | [10 empty] | -7 | [10 empty] | -10.5 | [10 empty] | -14 | [10 empty] | -17.5 | [10 empty] | -21 | [10 empty] | -24.5 | [10 empty] | -28 | [10 empty] | -31.5 | [10 empty] | -35
y-direction |  |  |  | 0 | 12.5 | 25 | 37.5 | 50 | 62.5 | 75 | 87.5 | 100 | 112.5 | 125 | 0 | 12.5 | 25 | 37.5 | 50 | 62.5 | 75 | 87.5 | 100 | 112.5 | 125 | 0 | 12.5 | 25 | 37.5 | 50 | 62.5 | 75 | 87.5 | 100 | 112.5 | 125 | 0 | 12.5 | 25 | 37.5 | 50 | 62.5 | 75 | 87.5 | 100 | 112.5 | 125 | 0 | 12.5 | 25 | 37.5 | 50 | 62.5 | 75 | 87.5 | 100 | 112.5 | 125 | 0 | 12.5 | 25 | 37.5 | 50 | 62.5 | 75 | 87.5 | 100 | 112.5 | 125 | 0 | 12.5 | 25 | 37.5 | 50 | 62.5 | 75 | 87.5 | 100 | 112.5 | 125 | 0 | 12.5 | 25 | 37.5 | 50 | 62.5 | 75 | 87.5 | 100 | 112.5 | 125 | 0 | 12.5 | 25 | 37.5 | 50 | 62.5 | 75 | 87.5 | 100 | 112.5 | 125 | 0 | 12.5 | 25 | 37.5 | 50 | 62.5 | 75 | 87.5 | 100 | 112.5 | 125 | 0 | 12.5 | 25 | 37.5 | 50 | 62.5 | 75 | 87.5 | 100 | 112.5 | 125
x/(2*Ax): |  |  |  | 5.5743 | 5.5743 | 5.5743 | 5.5743 | 5.5743 | 5.5743 | 5.5743 | 5.5743 | 5.5743 | 5.5743 | 5.5743 | 5.5743 | 5.5743 | 5.5743 | 5.5743 | 5.5743 | 5.5743 | 5.5743 | 5.5743 | 5.5743 | 5.5743 | 5.5743 | 5.5743 | 5.5743 | 5.5743 | 5.5743 | 5.5743 | 5.5743 | 5.5743 | 5.5743 | 5.5743 | 5.5743 | 5.5743 | 5.5743 | 5.5743 | 5.5743 | 5.5743 | 5.5743 | 5.5743 | 5.5743 | 5.5743 | 5.5743 | 5.5743 | 5.5743 | 5.5743 | 5.5743 | 5.5743 | 5.5743 | 5.5743 | 5.5743 | 5.5743 | 5.5743 | 5.5743 | 5.5743 | 5.5743 | 5.5743 | 5.5743 | 5.5743 | 5.5743 | 5.5743 | 5.5743 | 5.5743 | 5.5743 | 5.5743 | 5.5743 | 5.5743 | 5.5743 | 5.5743 | 5.5743 | 5.5743 | 5.5743 | 5.5743 | 5.5743 | 5.5743 | 5.5743 | 5.5743 | 5.5743 | 5.5743 | 5.5743 | 5.5743 | 5.5743 | 5.5743 | 5.5743 | 5.5743 | 5.5743 | 5.5743 | 5.5743 | 5.5743 | 5.5743 | 5.5743 | 5.5743 | 5.5743 | 5.5743 | 5.5743 | 5.5743 | 5.5743 | 5.5743 | 5.5743 | 5.5743 | 5.5743 | 5.5743 | 5.5743 | 5.5743 | 5.5743 | 5.5743 | 5.5743 | 5.5743 | 5.5743 | 5.5743 | 5.5743 | 5.5743 | 5.5743 | 5.5743 | 5.5743 | 5.5743 | 5.5743 | 5.5743 | 5.5743 | 5.5743 | 5.5743 | 5.5743
sqrt(1+(4*lambda)*Ax/Vr): |  |  |  | 1.3772 | 1.3772 | 1.3772 | 1.3772 | 1.3772 | 1.3772 | 1.3772 | 1.3772 | 1.3772 | 1.3772 | 1.3772 | 1.3772 | 1.3772 | 1.3772 | 1.3772 | 1.3772 | 1.3772 | 1.3772 | 1.3772 | 1.3772 | 1.3772 | 1.3772 | 1.3772 | 1.3772 | 1.3772 | 1.3772 | 1.3772 | 1.3772 | 1.3772 | 1.3772 | 1.3772 | 1.3772 | 1.3772 | 1.3772 | 1.3772 | 1.3772 | 1.3772 | 1.3772 | 1.3772 | 1.3772 | 1.3772 | 1.3772 | 1.3772 | 1.3772 | 1.3772 | 1.3772 | 1.3772 | 1.3772 | 1.3772 | 1.3772 | 1.3772 | 1.3772 | 1.3772 | 1.3772 | 1.3772 | 1.3772 | 1.3772 | 1.3772 | 1.3772 | 1.3772 | 1.3772 | 1.3772 | 1.3772 | 1.3772 | 1.3772 | 1.3772 | 1.3772 | 1.3772 | 1.3772 | 1.3772 | 1.3772 | 1.3772 | 1.3772 | 1.3772 | 1.3772 | 1.3772 | 1.3772 | 1.3772 | 1.3772 | 1.3772 | 1.3772 | 1.3772 | 1.3772 | 1.3772 | 1.3772 | 1.3772 | 1.3772 | 1.3772 | 1.3772 | 1.3772 | 1.3772 | 1.3772 | 1.3772 | 1.3772 | 1.3772 | 1.3772 | 1.3772 | 1.3772 | 1.3772 | 1.3772 | 1.3772 | 1.3772 | 1.3772 | 1.3772 | 1.3772 | 1.3772 | 1.3772 | 1.3772 | 1.3772 | 1.3772 | 1.3772 | 1.3772 | 1.3772 | 1.3772 | 1.3772 | 1.3772 | 1.3772 | 1.3772 | 1.3772 | 1.3772 | 1.3772
exp((x/(2*Ax))*(1-sqrt(1+(4*lamb*Ax)/Vr))): |  |  |  | 0.12216 | 0.12216 | 0.12216 | 0.12216 | 0.12216 | 0.12216 | 0.12216 | 0.12216 | 0.12216 | 0.12216 | 0.12216 | 0.12216 | 0.12216 | 0.12216 | 0.12216 | 0.12216 | 0.12216 | 0.12216 | 0.12216 | 0.12216 | 0.12216 | 0.12216 | 0.12216 | 0.12216 | 0.12216 | 0.12216 | 0.12216 | 0.12216 | 0.12216 | 0.12216 | 0.12216 | 0.12216 | 0.12216 | 0.12216 | 0.12216 | 0.12216 | 0.12216 | 0.12216 | 0.12216 | 0.12216 | 0.12216 | 0.12216 | 0.12216 | 0.12216 | 0.12216 | 0.12216 | 0.12216 | 0.12216 | 0.12216 | 0.12216 | 0.12216 | 0.12216 | 0.12216 | 0.12216 | 0.12216 | 0.12216 | 0.12216 | 0.12216 | 0.12216 | 0.12216 | 0.12216 | 0.12216 | 0.12216 | 0.12216 | 0.12216 | 0.12216 | 0.12216 | 0.12216 | 0.12216 | 0.12216 | 0.12216 | 0.12216 | 0.12216 | 0.12216 | 0.12216 | 0.12216 | 0.12216 | 0.12216 | 0.12216 | 0.12216 | 0.12216 | 0.12216 | 0.12216 | 0.12216 | 0.12216 | 0.12216 | 0.12216 | 0.12216 | 0.12216 | 0.12216 | 0.12216 | 0.12216 | 0.12216 | 0.12216 | 0.12216 | 0.12216 | 0.12216 | 0.12216 | 0.12216 | 0.12216 | 0.12216 | 0.12216 | 0.12216 | 0.12216 | 0.12216 | 0.12216 | 0.12216 | 0.12216 | 0.12216 | 0.12216 | 0.12216 | 0.12216 | 0.12216 | 0.12216 | 0.12216 | 0.12216 | 0.12216 | 0.12216 | 0.12216 | 0.12216 | 0.12216
x-Vr*T(sqrt(1+4*lambda*Ax/vr)): |  |  |  | -994.6198 | -994.6198 | -994.6198 | -994.6198 | -994.6198 | -994.6198 | -994.6198 | -994.6198 | -994.6198 | -994.6198 | -994.6198 | -994.6198 | -994.6198 | -994.6198 | -994.6198 | -994.6198 | -994.6198 | -994.6198 | -994.6198 | -994.6198 | -994.6198 | -994.6198 | -994.6198 | -994.6198 | -994.6198 | -994.6198 | -994.6198 | -994.6198 | -994.6198 | -994.6198 | -994.6198 | -994.6198 | -994.6198 | -994.6198 | -994.6198 | -994.6198 | -994.6198 | -994.6198 | -994.6198 | -994.6198 | -994.6198 | -994.6198 | -994.6198 | -994.6198 | -994.6198 | -994.6198 | -994.6198 | -994.6198 | -994.6198 | -994.6198 | -994.6198 | -994.6198 | -994.6198 | -994.6198 | -994.6198 | -994.6198 | -994.6198 | -994.6198 | -994.6198 | -994.6198 | -994.6198 | -994.6198 | -994.6198 | -994.6198 | -994.6198 | -994.6198 | -994.6198 | -994.6198 | -994.6198 | -994.6198 | -994.6198 | -994.6198 | -994.6198 | -994.6198 | -994.6198 | -994.6198 | -994.6198 | -994.6198 | -994.6198 | -994.6198 | -994.6198 | -994.6198 | -994.6198 | -994.6198 | -994.6198 | -994.6198 | -994.6198 | -994.6198 | -994.6198 | -994.6198 | -994.6198 | -994.6198 | -994.6198 | -994.6198 | -994.6198 | -994.6198 | -994.6198 | -994.6198 | -994.6198 | -994.6198 | -994.6198 | -994.6198 | -994.6198 | -994.6198 | -994.6198 | -994.6198 | -994.6198 | -994.6198 | -994.6198 | -994.6198 | -994.6198 | -994.6198 | -994.6198 | -994.6198 | -994.6198 | -994.6198 | -994.6198 | -994.6198 | -994.6198 | -994.6198 | -994.6198
2*sqrt(Ax*Vr*T): |  |  |  | 211.4956 | 211.4956 | 211.4956 | 211.4956 | 211.4956 | 211.4956 | 211.4956 | 211.4956 | 211.4956 | 211.4956 | 211.4956 | 211.4956 | 211.4956 | 211.4956 | 211.4956 | 211.4956 | 211.4956 | 211.4956 | 211.4956 | 211.4956 | 211.4956 | 211.4956 | 211.4956 | 211.4956 | 211.4956 | 211.4956 | 211.4956 | 211.4956 | 211.4956 | 211.4956 | 211.4956 | 211.4956 | 211.4956 | 211.4956 | 211.4956 | 211.4956 | 211.4956 | 211.4956 | 211.4956 | 211.4956 | 211.4956 | 211.4956 | 211.4956 | 211.4956 | 211.4956 | 211.4956 | 211.4956 | 211.4956 | 211.4956 | 211.4956 | 211.4956 | 211.4956 | 211.4956 | 211.4956 | 211.4956 | 211.4956 | 211.4956 | 211.4956 | 211.4956 | 211.4956 | 211.4956 | 211.4956 | 211.4956 | 211.4956 | 211.4956 | 211.4956 | 211.4956 | 211.4956 | 211.4956 | 211.4956 | 211.4956 | 211.4956 | 211.4956 | 211.4956 | 211.4956 | 211.4956 | 211.4956 | 211.4956 | 211.4956 | 211.4956 | 211.4956 | 211.4956 | 211.4956 | 211.4956 | 211.4956 | 211.4956 | 211.4956 | 211.4956 | 211.4956 | 211.4956 | 211.4956 | 211.4956 | 211.4956 | 211.4956 | 211.4956 | 211.4956 | 211.4956 | 211.4956 | 211.4956 | 211.4956 | 211.4956 | 211.4956 | 211.4956 | 211.4956 | 211.4956 | 211.4956 | 211.4956 | 211.4956 | 211.4956 | 211.4956 | 211.4956 | 211.4956 | 211.4956 | 211.4956 | 211.4956 | 211.4956 | 211.4956 | 211.4956 | 211.4956 | 211.4956 | 211.4956
(X-Vr*t)*SQRT(1+4*lamda*Ax)/2*SQRT(Ax*Vr*t): |  |  |  | -4.7028 | -4.7028 | -4.7028 | -4.7028 | -4.7028 | -4.7028 | -4.7028 | -4.7028 | -4.7028 | -4.7028 | -4.7028 | -4.7028 | -4.7028 | -4.7028 | -4.7028 | -4.7028 | -4.7028 | -4.7028 | -4.7028 | -4.7028 | -4.7028 | -4.7028 | -4.7028 | -4.7028 | -4.7028 | -4.7028 | -4.7028 | -4.7028 | -4.7028 | -4.7028 | -4.7028 | -4.7028 | -4.7028 | -4.7028 | -4.7028 | -4.7028 | -4.7028 | -4.7028 | -4.7028 | -4.7028 | -4.7028 | -4.7028 | -4.7028 | -4.7028 | -4.7028 | -4.7028 | -4.7028 | -4.7028 | -4.7028 | -4.7028 | -4.7028 | -4.7028 | -4.7028 | -4.7028 | -4.7028 | -4.7028 | -4.7028 | -4.7028 | -4.7028 | -4.7028 | -4.7028 | -4.7028 | -4.7028 | -4.7028 | -4.7028 | -4.7028 | -4.7028 | -4.7028 | -4.7028 | -4.7028 | -4.7028 | -4.7028 | -4.7028 | -4.7028 | -4.7028 | -4.7028 | -4.7028 | -4.7028 | -4.7028 | -4.7028 | -4.7028 | -4.7028 | -4.7028 | -4.7028 | -4.7028 | -4.7028 | -4.7028 | -4.7028 | -4.7028 | -4.7028 | -4.7028 | -4.7028 | -4.7028 | -4.7028 | -4.7028 | -4.7028 | -4.7028 | -4.7028 | -4.7028 | -4.7028 | -4.7028 | -4.7028 | -4.7028 | -4.7028 | -4.7028 | -4.7028 | -4.7028 | -4.7028 | -4.7028 | -4.7028 | -4.7028 | -4.7028 | -4.7028 | -4.7028 | -4.7028 | -4.7028 | -4.7028 | -4.7028 | -4.7028 | -4.7028 | -4.7028
erfc[(X-Vr*t)*SQRT(1+4*lamda*Ax)/2*SQRT(Ax*Vr*t)]: |  |  |  | 2 | 2 | 2 | 2 | 2 | 2 | 2 | 2 | 2 | 2 | 2 | 2 | 2 | 2 | 2 | 2 | 2 | 2 | 2 | 2 | 2 | 2 | 2 | 2 | 2 | 2 | 2 | 2 | 2 | 2 | 2 | 2 | 2 | 2 | 2 | 2 | 2 | 2 | 2 | 2 | 2 | 2 | 2 | 2 | 2 | 2 | 2 | 2 | 2 | 2 | 2 | 2 | 2 | 2 | 2 | 2 | 2 | 2 | 2 | 2 | 2 | 2 | 2 | 2 | 2 | 2 | 2 | 2 | 2 | 2 | 2 | 2 | 2 | 2 | 2 | 2 | 2 | 2 | 2 | 2 | 2 | 2 | 2 | 2 | 2 | 2 | 2 | 2 | 2 | 2 | 2 | 2 | 2 | 2 | 2 | 2 | 2 | 2 | 2 | 2 | 2 | 2 | 2 | 2 | 2 | 2 | 2 | 2 | 2 | 2 | 2 | 2 | 2 | 2 | 2 | 2 | 2 | 2 | 2 | 2 | 2
2*sqrt*Ay*x): |  |  |  | 28.4125 | 28.4125 | 28.4125 | 28.4125 | 28.4125 | 28.4125 | 28.4125 | 28.4125 | 28.4125 | 28.4125 | 28.4125 | 28.4125 | 28.4125 | 28.4125 | 28.4125 | 28.4125 | 28.4125 | 28.4125 | 28.4125 | 28.4125 | 28.4125 | 28.4125 | 28.4125 | 28.4125 | 28.4125 | 28.4125 | 28.4125 | 28.4125 | 28.4125 | 28.4125 | 28.4125 | 28.4125 | 28.4125 | 28.4125 | 28.4125 | 28.4125 | 28.4125 | 28.4125 | 28.4125 | 28.4125 | 28.4125 | 28.4125 | 28.4125 | 28.4125 | 28.4125 | 28.4125 | 28.4125 | 28.4125 | 28.4125 | 28.4125 | 28.4125 | 28.4125 | 28.4125 | 28.4125 | 28.4125 | 28.4125 | 28.4125 | 28.4125 | 28.4125 | 28.4125 | 28.4125 | 28.4125 | 28.4125 | 28.4125 | 28.4125 | 28.4125 | 28.4125 | 28.4125 | 28.4125 | 28.4125 | 28.4125 | 28.4125 | 28.4125 | 28.4125 | 28.4125 | 28.4125 | 28.4125 | 28.4125 | 28.4125 | 28.4125 | 28.4125 | 28.4125 | 28.4125 | 28.4125 | 28.4125 | 28.4125 | 28.4125 | 28.4125 | 28.4125 | 28.4125 | 28.4125 | 28.4125 | 28.4125 | 28.4125 | 28.4125 | 28.4125 | 28.4125 | 28.4125 | 28.4125 | 28.4125 | 28.4125 | 28.4125 | 28.4125 | 28.4125 | 28.4125 | 28.4125 | 28.4125 | 28.4125 | 28.4125 | 28.4125 | 28.4125 | 28.4125 | 28.4125 | 28.4125 | 28.4125 | 28.4125 | 28.4125 | 28.4125 | 28.4125 | 28.4125 | 28.4125
2*sqrt(Az*x): |  |  |  | 14.2062 | 14.2062 | 14.2062 | 14.2062 | 14.2062 | 14.2062 | 14.2062 | 14.2062 | 14.2062 | 14.2062 | 14.2062 | 14.2062 | 14.2062 | 14.2062 | 14.2062 | 14.2062 | 14.2062 | 14.2062 | 14.2062 | 14.2062 | 14.2062 | 14.2062 | 14.2062 | 14.2062 | 14.2062 | 14.2062 | 14.2062 | 14.2062 | 14.2062 | 14.2062 | 14.2062 | 14.2062 | 14.2062 | 14.2062 | 14.2062 | 14.2062 | 14.2062 | 14.2062 | 14.2062 | 14.2062 | 14.2062 | 14.2062 | 14.2062 | 14.2062 | 14.2062 | 14.2062 | 14.2062 | 14.2062 | 14.2062 | 14.2062 | 14.2062 | 14.2062 | 14.2062 | 14.2062 | 14.2062 | 14.2062 | 14.2062 | 14.2062 | 14.2062 | 14.2062 | 14.2062 | 14.2062 | 14.2062 | 14.2062 | 14.2062 | 14.2062 | 14.2062 | 14.2062 | 14.2062 | 14.2062 | 14.2062 | 14.2062 | 14.2062 | 14.2062 | 14.2062 | 14.2062 | 14.2062 | 14.2062 | 14.2062 | 14.2062 | 14.2062 | 14.2062 | 14.2062 | 14.2062 | 14.2062 | 14.2062 | 14.2062 | 14.2062 | 14.2062 | 14.2062 | 14.2062 | 14.2062 | 14.2062 | 14.2062 | 14.2062 | 14.2062 | 14.2062 | 14.2062 | 14.2062 | 14.2062 | 14.2062 | 14.2062 | 14.2062 | 14.2062 | 14.2062 | 14.2062 | 14.2062 | 14.2062 | 14.2062 | 14.2062 | 14.2062 | 14.2062 | 14.2062 | 14.2062 | 14.2062 | 14.2062 | 14.2062 | 14.2062 | 14.2062 | 14.2062 | 14.2062
(y+Y/2)/2*sqrt(Ay*x): |  |  |  | 3.0796 | 3.5196 | 3.9595 | 4.3995 | 4.8394 | 5.2794 | 5.7193 | 6.1593 | 6.5992 | 7.0392 | 7.4791 | 3.0796 | 3.5196 | 3.9595 | 4.3995 | 4.8394 | 5.2794 | 5.7193 | 6.1593 | 6.5992 | 7.0392 | 7.4791 | 3.0796 | 3.5196 | 3.9595 | 4.3995 | 4.8394 | 5.2794 | 5.7193 | 6.1593 | 6.5992 | 7.0392 | 7.4791 | 3.0796 | 3.5196 | 3.9595 | 4.3995 | 4.8394 | 5.2794 | 5.7193 | 6.1593 | 6.5992 | 7.0392 | 7.4791 | 3.0796 | 3.5196 | 3.9595 | 4.3995 | 4.8394 | 5.2794 | 5.7193 | 6.1593 | 6.5992 | 7.0392 | 7.4791 | 3.0796 | 3.5196 | 3.9595 | 4.3995 | 4.8394 | 5.2794 | 5.7193 | 6.1593 | 6.5992 | 7.0392 | 7.4791 | 3.0796 | 3.5196 | 3.9595 | 4.3995 | 4.8394 | 5.2794 | 5.7193 | 6.1593 | 6.5992 | 7.0392 | 7.4791 | 3.0796 | 3.5196 | 3.9595 | 4.3995 | 4.8394 | 5.2794 | 5.7193 | 6.1593 | 6.5992 | 7.0392 | 7.4791 | 3.0796 | 3.5196 | 3.9595 | 4.3995 | 4.8394 | 5.2794 | 5.7193 | 6.1593 | 6.5992 | 7.0392 | 7.4791 | 3.0796 | 3.5196 | 3.9595 | 4.3995 | 4.8394 | 5.2794 | 5.7193 | 6.1593 | 6.5992 | 7.0392 | 7.4791 | 3.0796 | 3.5196 | 3.9595 | 4.3995 | 4.8394 | 5.2794 | 5.7193 | 6.1593 | 6.5992 | 7.0392 | 7.4791
(y-Y/2)/2*sqrt(Ay*x): |  |  |  | -3.0796 | -2.6397 | -2.1997 | -1.7598 | -1.3198 | -0.87989 | -0.43995 | 0 | 0.43995 | 0.87989 | 1.3198 | -3.0796 | -2.6397 | -2.1997 | -1.7598 | -1.3198 | -0.87989 | -0.43995 | 0 | 0.43995 | 0.87989 | 1.3198 | -3.0796 | -2.6397 | -2.1997 | -1.7598 | -1.3198 | -0.87989 | -0.43995 | 0 | 0.43995 | 0.87989 | 1.3198 | -3.0796 | -2.6397 | -2.1997 | -1.7598 | -1.3198 | -0.87989 | -0.43995 | 0 | 0.43995 | 0.87989 | 1.3198 | -3.0796 | -2.6397 | -2.1997 | -1.7598 | -1.3198 | -0.87989 | -0.43995 | 0 | 0.43995 | 0.87989 | 1.3198 | -3.0796 | -2.6397 | -2.1997 | -1.7598 | -1.3198 | -0.87989 | -0.43995 | 0 | 0.43995 | 0.87989 | 1.3198 | -3.0796 | -2.6397 | -2.1997 | -1.7598 | -1.3198 | -0.87989 | -0.43995 | 0 | 0.43995 | 0.87989 | 1.3198 | -3.0796 | -2.6397 | -2.1997 | -1.7598 | -1.3198 | -0.87989 | -0.43995 | 0 | 0.43995 | 0.87989 | 1.3198 | -3.0796 | -2.6397 | -2.1997 | -1.7598 | -1.3198 | -0.87989 | -0.43995 | 0 | 0.43995 | 0.87989 | 1.3198 | -3.0796 | -2.6397 | -2.1997 | -1.7598 | -1.3198 | -0.87989 | -0.43995 | 0 | 0.43995 | 0.87989 | 1.3198 | -3.0796 | -2.6397 | -2.1997 | -1.7598 | -1.3198 | -0.87989 | -0.43995 | 0 | 0.43995 | 0.87989 | 1.3198
(z+Z/2)/2*sqrt(Az*x): |  |  |  | 0.35196 | 0.35196 | 0.35196 | 0.35196 | 0.35196 | 0.35196 | 0.35196 | 0.35196 | 0.35196 | 0.35196 | 0.35196 | 0.10559 | 0.10559 | 0.10559 | 0.10559 | 0.10559 | 0.10559 | 0.10559 | 0.10559 | 0.10559 | 0.10559 | 0.10559 | -0.14078 | -0.14078 | -0.14078 | -0.14078 | -0.14078 | -0.14078 | -0.14078 | -0.14078 | -0.14078 | -0.14078 | -0.14078 | -0.38715 | -0.38715 | -0.38715 | -0.38715 | -0.38715 | -0.38715 | -0.38715 | -0.38715 | -0.38715 | -0.38715 | -0.38715 | -0.63352 | -0.63352 | -0.63352 | -0.63352 | -0.63352 | -0.63352 | -0.63352 | -0.63352 | -0.63352 | -0.63352 | -0.63352 | -0.87989 | -0.87989 | -0.87989 | -0.87989 | -0.87989 | -0.87989 | -0.87989 | -0.87989 | -0.87989 | -0.87989 | -0.87989 | -1.1263 | -1.1263 | -1.1263 | -1.1263 | -1.1263 | -1.1263 | -1.1263 | -1.1263 | -1.1263 | -1.1263 | -1.1263 | -1.3726 | -1.3726 | -1.3726 | -1.3726 | -1.3726 | -1.3726 | -1.3726 | -1.3726 | -1.3726 | -1.3726 | -1.3726 | -1.619 | -1.619 | -1.619 | -1.619 | -1.619 | -1.619 | -1.619 | -1.619 | -1.619 | -1.619 | -1.619 | -1.8654 | -1.8654 | -1.8654 | -1.8654 | -1.8654 | -1.8654 | -1.8654 | -1.8654 | -1.8654 | -1.8654 | -1.8654 | -2.1117 | -2.1117 | -2.1117 | -2.1117 | -2.1117 | -2.1117 | -2.1117 | -2.1117 | -2.1117 | -2.1117 | -2.1117
(z-Z/2)/2*sqrt(Az*x): |  |  |  | -0.35196 | -0.35196 | -0.35196 | -0.35196 | -0.35196 | -0.35196 | -0.35196 | -0.35196 | -0.35196 | -0.35196 | -0.35196 | -0.59833 | -0.59833 | -0.59833 | -0.59833 | -0.59833 | -0.59833 | -0.59833 | -0.59833 | -0.59833 | -0.59833 | -0.59833 | -0.8447 | -0.8447 | -0.8447 | -0.8447 | -0.8447 | -0.8447 | -0.8447 | -0.8447 | -0.8447 | -0.8447 | -0.8447 | -1.0911 | -1.0911 | -1.0911 | -1.0911 | -1.0911 | -1.0911 | -1.0911 | -1.0911 | -1.0911 | -1.0911 | -1.0911 | -1.3374 | -1.3374 | -1.3374 | -1.3374 | -1.3374 | -1.3374 | -1.3374 | -1.3374 | -1.3374 | -1.3374 | -1.3374 | -1.5838 | -1.5838 | -1.5838 | -1.5838 | -1.5838 | -1.5838 | -1.5838 | -1.5838 | -1.5838 | -1.5838 | -1.5838 | -1.8302 | -1.8302 | -1.8302 | -1.8302 | -1.8302 | -1.8302 | -1.8302 | -1.8302 | -1.8302 | -1.8302 | -1.8302 | -2.0766 | -2.0766 | -2.0766 | -2.0766 | -2.0766 | -2.0766 | -2.0766 | -2.0766 | -2.0766 | -2.0766 | -2.0766 | -2.3229 | -2.3229 | -2.3229 | -2.3229 | -2.3229 | -2.3229 | -2.3229 | -2.3229 | -2.3229 | -2.3229 | -2.3229 | -2.5693 | -2.5693 | -2.5693 | -2.5693 | -2.5693 | -2.5693 | -2.5693 | -2.5693 | -2.5693 | -2.5693 | -2.5693 | -2.8157 | -2.8157 | -2.8157 | -2.8157 | -2.8157 | -2.8157 | -2.8157 | -2.8157 | -2.8157 | -2.8157 | -2.8157
erf[(y+Y/2)/2*sqrt(Ay*x)]: |  |  |  | 0.99942 | 0.99994 | 0.99999 | 1 | 1 | 1 | 1 | 1 | 1 | 1 | 1 | 0.99942 | 0.99994 | 0.99999 | 1 | 1 | 1 | 1 | 1 | 1 | 1 | 1 | 0.99942 | 0.99994 | 0.99999 | 1 | 1 | 1 | 1 | 1 | 1 | 1 | 1 | 0.99942 | 0.99994 | 0.99999 | 1 | 1 | 1 | 1 | 1 | 1 | 1 | 1 | 0.99942 | 0.99994 | 0.99999 | 1 | 1 | 1 | 1 | 1 | 1 | 1 | 1 | 0.99942 | 0.99994 | 0.99999 | 1 | 1 | 1 | 1 | 1 | 1 | 1 | 1 | 0.99942 | 0.99994 | 0.99999 | 1 | 1 | 1 | 1 | 1 | 1 | 1 | 1 | 0.99942 | 0.99994 | 0.99999 | 1 | 1 | 1 | 1 | 1 | 1 | 1 | 1 | 0.99942 | 0.99994 | 0.99999 | 1 | 1 | 1 | 1 | 1 | 1 | 1 | 1 | 0.99942 | 0.99994 | 0.99999 | 1 | 1 | 1 | 1 | 1 | 1 | 1 | 1 | 0.99942 | 0.99994 | 0.99999 | 1 | 1 | 1 | 1 | 1 | 1 | 1 | 1
erf[(y-Y/2)/2*sqrt(Ay*x)]: |  |  |  | -0.99942 | -0.99617 | -0.98078 | -0.92661 | -0.78485 | -0.50894 | -0.10954 | 0.32052 | 0.66499 | 0.87022 | 0.96116 | -0.99942 | -0.99617 | -0.98078 | -0.92661 | -0.78485 | -0.50894 | -0.10954 | 0.32052 | 0.66499 | 0.87022 | 0.96116 | -0.99942 | -0.99617 | -0.98078 | -0.92661 | -0.78485 | -0.50894 | -0.10954 | 0.32052 | 0.66499 | 0.87022 | 0.96116 | -0.99942 | -0.99617 | -0.98078 | -0.92661 | -0.78485 | -0.50894 | -0.10954 | 0.32052 | 0.66499 | 0.87022 | 0.96116 | -0.99942 | -0.99617 | -0.98078 | -0.92661 | -0.78485 | -0.50894 | -0.10954 | 0.32052 | 0.66499 | 0.87022 | 0.96116 | -0.99942 | -0.99617 | -0.98078 | -0.92661 | -0.78485 | -0.50894 | -0.10954 | 0.32052 | 0.66499 | 0.87022 | 0.96116 | -0.99942 | -0.99617 | -0.98078 | -0.92661 | -0.78485 | -0.50894 | -0.10954 | 0.32052 | 0.66499 | 0.87022 | 0.96116 | -0.99942 | -0.99617 | -0.98078 | -0.92661 | -0.78485 | -0.50894 | -0.10954 | 0.32052 | 0.66499 | 0.87022 | 0.96116 | -0.99942 | -0.99617 | -0.98078 | -0.92661 | -0.78485 | -0.50894 | -0.10954 | 0.32052 | 0.66499 | 0.87022 | 0.96116 | -0.99942 | -0.99617 | -0.98078 | -0.92661 | -0.78485 | -0.50894 | -0.10954 | 0.32052 | 0.66499 | 0.87022 | 0.96116 | -0.99942 | -0.99617 | -0.98078 | -0.92661 | -0.78485 | -0.50894 | -0.10954 | 0.32052 | 0.66499 | 0.87022 | 0.96116
erf[(z+Z/2)/2*sqrt(Az*x)]: |  |  |  | 0.30605 | 0.30605 | 0.30605 | 0.30605 | 0.30605 | 0.30605 | 0.30605 | 0.30605 | 0.30605 | 0.30605 | 0.30605 | 0.093972 | 0.093972 | 0.093972 | 0.093972 | 0.093972 | 0.093972 | 0.093972 | 0.093972 | 0.093972 | 0.093972 | 0.093972 | -0.12507 | -0.12507 | -0.12507 | -0.12507 | -0.12507 | -0.12507 | -0.12507 | -0.12507 | -0.12507 | -0.12507 | -0.12507 | -0.33488 | -0.33488 | -0.33488 | -0.33488 | -0.33488 | -0.33488 | -0.33488 | -0.33488 | -0.33488 | -0.33488 | -0.33488 | -0.52124 | -0.52124 | -0.52124 | -0.52124 | -0.52124 | -0.52124 | -0.52124 | -0.52124 | -0.52124 | -0.52124 | -0.52124 | -0.67476 | -0.67476 | -0.67476 | -0.67476 | -0.67476 | -0.67476 | -0.67476 | -0.67476 | -0.67476 | -0.67476 | -0.67476 | -0.79204 | -0.79204 | -0.79204 | -0.79204 | -0.79204 | -0.79204 | -0.79204 | -0.79204 | -0.79204 | -0.79204 | -0.79204 | -0.87513 | -0.87513 | -0.87513 | -0.87513 | -0.87513 | -0.87513 | -0.87513 | -0.87513 | -0.87513 | -0.87513 | -0.87513 | -0.92972 | -0.92972 | -0.92972 | -0.92972 | -0.92972 | -0.92972 | -0.92972 | -0.92972 | -0.92972 | -0.92972 | -0.92972 | -0.96298 | -0.96298 | -0.96298 | -0.96298 | -0.96298 | -0.96298 | -0.96298 | -0.96298 | -0.96298 | -0.96298 | -0.96298 | -0.98177 | -0.98177 | -0.98177 | -0.98177 | -0.98177 | -0.98177 | -0.98177 | -0.98177 | -0.98177 | -0.98177 | -0.98177
erf[(z-Z/2)/2*sqrt(Az*x)]: |  |  |  | -0.30605 | -0.30605 | -0.30605 | -0.30605 | -0.30605 | -0.30605 | -0.30605 | -0.30605 | -0.30605 | -0.30605 | -0.30605 | -0.49647 | -0.49647 | -0.49647 | -0.49647 | -0.49647 | -0.49647 | -0.49647 | -0.49647 | -0.49647 | -0.49647 | -0.49647 | -0.65504 | -0.65504 | -0.65504 | -0.65504 | -0.65504 | -0.65504 | -0.65504 | -0.65504 | -0.65504 | -0.65504 | -0.65504 | -0.77748 | -0.77748 | -0.77748 | -0.77748 | -0.77748 | -0.77748 | -0.77748 | -0.77748 | -0.77748 | -0.77748 | -0.77748 | -0.86516 | -0.86516 | -0.86516 | -0.86516 | -0.86516 | -0.86516 | -0.86516 | -0.86516 | -0.86516 | -0.86516 | -0.86516 | -0.9234 | -0.9234 | -0.9234 | -0.9234 | -0.9234 | -0.9234 | -0.9234 | -0.9234 | -0.9234 | -0.9234 | -0.9234 | -0.95926 | -0.95926 | -0.95926 | -0.95926 | -0.95926 | -0.95926 | -0.95926 | -0.95926 | -0.95926 | -0.95926 | -0.95926 | -0.97975 | -0.97975 | -0.97975 | -0.97975 | -0.97975 | -0.97975 | -0.97975 | -0.97975 | -0.97975 | -0.97975 | -0.97975 | -0.9906 | -0.9906 | -0.9906 | -0.9906 | -0.9906 | -0.9906 | -0.9906 | -0.9906 | -0.9906 | -0.9906 | -0.9906 | -0.99593 | -0.99593 | -0.99593 | -0.99593 | -0.99593 | -0.99593 | -0.99593 | -0.99593 | -0.99593 | -0.99593 | -0.99593 | -0.99836 | -0.99836 | -0.99836 | -0.99836 | -0.99836 | -0.99836 | -0.99836 | -0.99836 | -0.99836 | -0.99836 | -0.99836
exp(-ks*(t-X/Vc)) |  |  |  | 0.40804
Note on I27: alpha.z = alpha.x*0.025
Main
Print View
End

## Prediction
Module 6: Calculation of Target Source Mass and Restoration Time | [6 empty] | Site Name: | Dummy XYZ site
[7 empty] | Site Address: | 1234, Olympia, WA 98501
1. Input data used for this Module
Hazardous Substance: |  |  | Benzene
Current Source Mass, kg |  |  | 150
Source Release time, yr |  |  | 5 |  | 2. Enter Decision Criteria
Seepage Velocity, Vgw, ft/yr |  |  | 113.811 |  | Simulation Start time, yr |  |  | 0.001
Longitudinal Dispersivity, ax, ft |  |  | 13.4545 |  | Simulation End time, yr |  |  | 37
Transverse Dispersivity, ay, ft |  |  | 1.3454 |  | Target Level at receptors, ug/L |  |  | 50
Retardation Factor, R |  |  | 2.054
Biodegradation Rate Constant, l, yr-1 |  |  | 0.9231
[16 empty] | Monitoring Well name | Receptor 1 | Receptor2
[16 empty] | Dist. from Source, x-direction, ft | 50 | 200
[16 empty] | Off-centerline Dist., y-direction, ft | 3 | 12
[16 empty] | tanh | 0.059928 | 0.059928
3. Temporal Prediction at a Receptor (at z=0) | [11 empty] | original t |  | original mass |  | L | 50.09 | 200.3598
Location of Receptors |  |  | Type of Model Used | Half-Time to reach the steady-state, yr | Predicted Concentration, ug/L |  |  | Time to reach the Target level without source Removal, yr | Target Source information to reach target level (@50ug/L) and at Simulation End Time (@37yr) |  |  | 30 |  | infinite |  | Transformed centerline_distance | 51.6524 | 206.6098
@Simulation Time, yr
[5 empty] | 18.5005 | 37
Receptor #1 | [8 empty] | Target mass | Removal needed |  | time? | source mass | Difference |  | y | 3 | 12
| x-direction, ft | 50 | No degradation | 0.9322 | #VALUE! | #VALUE! | [5 empty] | 72.1165 | 56.1874 | #VALUE! |  | x | 50 | 200.0002
| y-direction, ft | 3 | 1st Order Decay | 0.67689 | #VALUE! | #VALUE! | [5 empty] | 62.4602 | 124.3749 | #VALUE!
| Target GW Level, ug/L | 50 | Inst. Reaction | NA | #VALUE! | #VALUE! | [5 empty] | 0.85329 | 860.1911 | #VALUE!
Receptor #2
| x-direction, ft | 200 | No degradation | 3.7288 | #VALUE! | #VALUE! | [5 empty] | 74.4216 | 60.1764 | #VALUE!
| y-direction, ft | 12 | 1st Order Decay | 2.7076 | #VALUE! | #VALUE! | [5 empty] | 35.7963 | 76.8588 | #VALUE!
| Target GW Level, ug/L | 50 | Inst. Reaction | NA | #VALUE! | #VALUE! | [6 empty] | 898.6987 | #VALUE!
13
Location of Receptor #1 is 50ft @x-direction & 3ft @y-direction; Location of Receptor #2 is 200ft @x-direction & 12ft @y-direction | [10 empty] | Max | 74.4216
[20 empty] | dt | 0.73998
[13 empty] | steady time1 | [112 empty] | receptor 1
[15 empty] | No Decay |  |  |  |  | Point #1 | [52 empty] | Point #2 | [52 empty] | find time for Target level
[13 empty] | Steady time2 |  | erfcconst1_1 |  |  | 1 |  | 1 | 1 | 1 | 1 | 1 | 1 | 1 | 1 | 1 | 1 | 1 | 1 | 1 | 1 | 1 | 1 | 1 | 1 | 1 | 1 | 1 | 1 | 1 | 1 | 1 | 1 | 1 | 1 | 1 | 1 | 1 | 1 | 1 | 1 | 1 | 1 | 1 | 1 | 1 | 1 | 1 | 1 | 1 | 1 | 1 | 1 | 1 | 1 | 1 | 1 | 1 |  |  | 1 | 1 | 1 | 1 | 1 | 1 | 1 | 1 | 1 | 1 | 1 | 1 | 1 | 1 | 1 | 1 | 1 | 1 | 1 | 1 | 1 | 1 | 1 | 1 | 1 | 1 | 1 | 1 | 1 | 1 | 1 | 1 | 1 | 1 | 1 | 1 | 1 | 1 | 1 | 1 | 1 | 1 | 1 | 1 | 1 | 1 | 1 | 1 | 1 | 1 | 1 |  |  | 1
[11 empty] | 8.5531 |  |  |  | erfcconst2_1 |  |  | 332.167 |  | 1.7269 | 47.0066 | 66.455 | 81.3812 | 93.9656 | 105.0532 | 115.0774 | 124.2958 | 132.8762 | 140.9352 | 148.5576 | 155.8076 | 162.7349 | 169.3791 | 175.7724 | 181.9411 | 187.9074 | 193.6901 | 199.305 | 204.766 | 210.0851 | 215.2729 | 220.3385 | 225.2902 | 230.1354 | 234.8807 | 239.532 | 244.0947 | 248.5737 | 252.9734 | 257.2978 | 261.5508 | 265.7357 | 269.8557 | 273.9137 | 277.9125 | 281.8546 | 285.7422 | 289.5777 | 293.3631 | 297.1002 | 300.7909 | 304.4369 | 308.0397 | 311.6009 | 315.1218 | 318.6038 | 322.0482 | 325.4561 | 328.8287 | 332.167 |  |  | 1.7269 | 47.0066 | 66.455 | 81.3812 | 93.9656 | 105.0532 | 115.0774 | 124.2958 | 132.8762 | 140.9352 | 148.5576 | 155.8076 | 162.7349 | 169.3791 | 175.7724 | 181.9411 | 187.9074 | 193.6901 | 199.305 | 204.766 | 210.0851 | 215.2729 | 220.3385 | 225.2902 | 230.1354 | 234.8807 | 239.532 | 244.0947 | 248.5737 | 252.9734 | 257.2978 | 261.5508 | 265.7357 | 269.8557 | 273.9137 | 277.9125 | 281.8546 | 285.7422 | 289.5777 | 293.3631 | 297.1002 | 300.7909 | 304.4369 | 308.0397 | 311.6009 | 315.1218 | 318.6038 | 322.0482 | 325.4561 | 328.8287 | 332.167 |  |  | 528.1536
[15 empty] | data point |  | recept 1 | recept 2 |  | #1 | #2 | #3 | #4 | #5 | #6 | #7 | #8 | #9 | #10 | #11 | #12 | #13 | #14 | #15 | #16 | #17 | #18 | #19 | #20 | #21 | #22 | #23 | #24 | #25 | #26 | #27 | #28 | #29 | #30 | #31 | #32 | #33 | #34 | #35 | #36 | #37 | #38 | #39 | #40 | #41 | #42 | #43 | #44 | #45 | #46 | #47 | #48 | #49 | #50 | #51 |  |  | #1 | #2 | #3 | #4 | #5 | #6 | #7 | #8 | #9 | #10 | #11 | #12 | #13 | #14 | #15 | #16 | #17 | #18 | #19 | #20 | #21 | #22 | #23 | #24 | #25 | #26 | #27 | #28 | #29 | #30 | #31 | #32 | #33 | #34 | #35 | #36 | #37 | #38 | #39 | #40 | #41 | #42 | #43 | #44 | #45 | #46 | #47 | #48 | #49 | #50 | #51
[15 empty] | t, year |  | 37 | 37 |  | 0.001 | 0.74098 | 1.481 | 2.2209 | 2.9609 | 3.7009 | 4.4409 | 5.1809 | 5.9208 | 6.6608 | 7.4008 | 8.1408 | 8.8808 | 9.6207 | 10.3607 | 11.1007 | 11.8407 | 12.5807 | 13.3206 | 14.0606 | 14.8006 | 15.5406 | 16.2806 | 17.0205 | 17.7605 | 18.5005 | 19.2405 | 19.9805 | 20.7204 | 21.4604 | 22.2004 | 22.9404 | 23.6804 | 24.4203 | 25.1603 | 25.9003 | 26.6403 | 27.3803 | 28.1202 | 28.8602 | 29.6002 | 30.3402 | 31.0802 | 31.8201 | 32.5601 | 33.3001 | 34.0401 | 34.7801 | 35.52 | 36.26 | 37 |  |  | 0.001 | 0.74098 | 1.481 | 2.2209 | 2.9609 | 3.7009 | 4.4409 | 5.1809 | 5.9208 | 6.6608 | 7.4008 | 8.1408 | 8.8808 | 9.6207 | 10.3607 | 11.1007 | 11.8407 | 12.5807 | 13.3206 | 14.0606 | 14.8006 | 15.5406 | 16.2806 | 17.0205 | 17.7605 | 18.5005 | 19.2405 | 19.9805 | 20.7204 | 21.4604 | 22.2004 | 22.9404 | 23.6804 | 24.4203 | 25.1603 | 25.9003 | 26.6403 | 27.3803 | 28.1202 | 28.8602 | 29.6002 | 30.3402 | 31.0802 | 31.8201 | 32.5601 | 33.3001 | 34.0401 | 34.7801 | 35.52 | 36.26 | 37 |  |  | 93.5426
[15 empty] | distance -x |  | 50 | 200 |  | 50 | 50 | 50 | 50 | 50 | 50 | 50 | 50 | 50 | 50 | 50 | 50 | 50 | 50 | 50 | 50 | 50 | 50 | 50 | 50 | 50 | 50 | 50 | 50 | 50 | 50 | 50 | 50 | 50 | 50 | 50 | 50 | 50 | 50 | 50 | 50 | 50 | 50 | 50 | 50 | 50 | 50 | 50 | 50 | 50 | 50 | 50 | 50 | 50 | 50 | 50 |  |  | 200 | 200 | 200 | 200 | 200 | 200 | 200 | 200 | 200 | 200 | 200 | 200 | 200 | 200 | 200 | 200 | 200 | 200 | 200 | 200 | 200 | 200 | 200 | 200 | 200 | 200 | 200 | 200 | 200 | 200 | 200 | 200 | 200 | 200 | 200 | 200 | 200 | 200 | 200 | 200 | 200 | 200 | 200 | 200 | 200 | 200 | 200 | 200 | 200 | 200 | 200 |  |  | 50
[15 empty] | distance-y |  | 3 | 12 |  | 3 | 3 | 3 | 3 | 3 | 3 | 3 | 3 | 3 | 3 | 3 | 3 | 3 | 3 | 3 | 3 | 3 | 3 | 3 | 3 | 3 | 3 | 3 | 3 | 3 | 3 | 3 | 3 | 3 | 3 | 3 | 3 | 3 | 3 | 3 | 3 | 3 | 3 | 3 | 3 | 3 | 3 | 3 | 3 | 3 | 3 | 3 | 3 | 3 | 3 | 3 |  |  | 12 | 12 | 12 | 12 | 12 | 12 | 12 | 12 | 12 | 12 | 12 | 12 | 12 | 12 | 12 | 12 | 12 | 12 | 12 | 12 | 12 | 12 | 12 | 12 | 12 | 12 | 12 | 12 | 12 | 12 | 12 | 12 | 12 | 12 | 12 | 12 | 12 | 12 | 12 | 12 | 12 | 12 | 12 | 12 | 12 | 12 | 12 | 12 | 12 | 12 | 12 |  |  | 3
[15 empty] | exp |  | 1 | 1 | [54 empty] | 1 | 1 | 1 | 1 | 1 | 1 | 1 | 1 | 1 | 1 | 1 | 1 | 1 | 1 | 1 | 1 | 1 | 1 | 1 | 1 | 1 | 1 | 1 | 1 | 1 | 1 | 1 | 1 | 1 | 1 | 1 | 1 | 1 | 1 | 1 | 1 | 1 | 1 | 1 | 1 | 1 | 1 | 1 | 1 | 1 | 1 | 1 | 1 | 1 | 1 | 1 |  |  | 1 | bar: #1 to #51
[15 empty] | inerfc |  | -6.0215 | -5.5699 |  | 28.9223 | 0.19024 | -0.48242 | -0.89776 | -1.2139 | -1.4761 | -1.7038 | -1.9073 | -2.0927 | -2.264 | -2.4238 | -2.5742 | -2.7166 | -2.8521 | -2.9816 | -3.1059 | -3.2254 | -3.3408 | -3.4524 | -3.5606 | -3.6656 | -3.7678 | -3.8672 | -3.9642 | -4.0589 | -4.1515 | -4.242 | -4.3307 | -4.4176 | -4.5029 | -4.5866 | -4.6687 | -4.7495 | -4.8289 | -4.9071 | -4.984 | -5.0598 | -5.1344 | -5.208 | -5.2806 | -5.3522 | -5.4228 | -5.4925 | -5.5614 | -5.6294 | -5.6967 | -5.7631 | -5.8288 | -5.8937 | -5.958 | -6.0215 |  |  | 115.7854 | 3.3813 | 1.7747 | 0.94541 | 0.38245 | -0.048212 | -0.40031 | -0.7005 | -0.96383 | -1.1996 | -1.4141 | -1.6115 | -1.7948 | -1.9665 | -2.1282 | -2.2814 | -2.4272 | -2.5664 | -2.6998 | -2.8281 | -2.9516 | -3.071 | -3.1864 | -3.2984 | -3.4071 | -3.5129 | -3.6158 | -3.7162 | -3.8142 | -3.9099 | -4.0036 | -4.0952 | -4.185 | -4.2731 | -4.3595 | -4.4443 | -4.5276 | -4.6095 | -4.69 | -4.7693 | -4.8473 | -4.9241 | -4.9998 | -5.0745 | -5.1481 | -5.2206 | -5.2923 | -5.363 | -5.4328 | -5.5018 | -5.5699 |  |  | -9.719
[15 empty] | erfc |  | #VALUE! | #VALUE! |  | #VALUE! | #VALUE! | #VALUE! | #VALUE! | #VALUE! | #VALUE! | #VALUE! | #VALUE! | #VALUE! | #VALUE! | #VALUE! | #VALUE! | #VALUE! | #VALUE! | #VALUE! | #VALUE! | #VALUE! | #VALUE! | #VALUE! | #VALUE! | #VALUE! | #VALUE! | #VALUE! | #VALUE! | #VALUE! | #VALUE! | #VALUE! | #VALUE! | #VALUE! | #VALUE! | #VALUE! | #VALUE! | #VALUE! | #VALUE! | #VALUE! | #VALUE! | #VALUE! | #VALUE! | #VALUE! | #VALUE! | #VALUE! | #VALUE! | #VALUE! | #VALUE! | #VALUE! | #VALUE! | #VALUE! | #VALUE! | #VALUE! | #VALUE! | #VALUE! |  |  | #VALUE! | #VALUE! | #VALUE! | #VALUE! | #VALUE! | #VALUE! | #VALUE! | #VALUE! | #VALUE! | #VALUE! | #VALUE! | #VALUE! | #VALUE! | #VALUE! | #VALUE! | #VALUE! | #VALUE! | #VALUE! | #VALUE! | #VALUE! | #VALUE! | #VALUE! | #VALUE! | #VALUE! | #VALUE! | #VALUE! | #VALUE! | #VALUE! | #VALUE! | #VALUE! | #VALUE! | #VALUE! | #VALUE! | #VALUE! | #VALUE! | #VALUE! | #VALUE! | #VALUE! | #VALUE! | #VALUE! | #VALUE! | #VALUE! | #VALUE! | #VALUE! | #VALUE! | #VALUE! | #VALUE! | #VALUE! | #VALUE! | #VALUE! | #VALUE! |  |  | #VALUE!
[15 empty] | inlasterf |  | 2.2361e+49 | 1.118e+49 |  | 2.2361e+49 | 2.2361e+49 | 2.2361e+49 | 2.2361e+49 | 2.2361e+49 | 2.2361e+49 | 2.2361e+49 | 2.2361e+49 | 2.2361e+49 | 2.2361e+49 | 2.2361e+49 | 2.2361e+49 | 2.2361e+49 | 2.2361e+49 | 2.2361e+49 | 2.2361e+49 | 2.2361e+49 | 2.2361e+49 | 2.2361e+49 | 2.2361e+49 | 2.2361e+49 | 2.2361e+49 | 2.2361e+49 | 2.2361e+49 | 2.2361e+49 | 2.2361e+49 | 2.2361e+49 | 2.2361e+49 | 2.2361e+49 | 2.2361e+49 | 2.2361e+49 | 2.2361e+49 | 2.2361e+49 | 2.2361e+49 | 2.2361e+49 | 2.2361e+49 | 2.2361e+49 | 2.2361e+49 | 2.2361e+49 | 2.2361e+49 | 2.2361e+49 | 2.2361e+49 | 2.2361e+49 | 2.2361e+49 | 2.2361e+49 | 2.2361e+49 | 2.2361e+49 | 2.2361e+49 | 2.2361e+49 | 2.2361e+49 | 2.2361e+49 |  |  | 1.118e+49 | 1.118e+49 | 1.118e+49 | 1.118e+49 | 1.118e+49 | 1.118e+49 | 1.118e+49 | 1.118e+49 | 1.118e+49 | 1.118e+49 | 1.118e+49 | 1.118e+49 | 1.118e+49 | 1.118e+49 | 1.118e+49 | 1.118e+49 | 1.118e+49 | 1.118e+49 | 1.118e+49 | 1.118e+49 | 1.118e+49 | 1.118e+49 | 1.118e+49 | 1.118e+49 | 1.118e+49 | 1.118e+49 | 1.118e+49 | 1.118e+49 | 1.118e+49 | 1.118e+49 | 1.118e+49 | 1.118e+49 | 1.118e+49 | 1.118e+49 | 1.118e+49 | 1.118e+49 | 1.118e+49 | 1.118e+49 | 1.118e+49 | 1.118e+49 | 1.118e+49 | 1.118e+49 | 1.118e+49 | 1.118e+49 | 1.118e+49 | 1.118e+49 | 1.118e+49 | 1.118e+49 | 1.118e+49 | 1.118e+49 | 1.118e+49 |  |  | 2.2361e+49
[15 empty] | 2*lasteft |  | #VALUE! | #VALUE! |  | #VALUE! | #VALUE! | #VALUE! | #VALUE! | #VALUE! | #VALUE! | #VALUE! | #VALUE! | #VALUE! | #VALUE! | #VALUE! | #VALUE! | #VALUE! | #VALUE! | #VALUE! | #VALUE! | #VALUE! | #VALUE! | #VALUE! | #VALUE! | #VALUE! | #VALUE! | #VALUE! | #VALUE! | #VALUE! | #VALUE! | #VALUE! | #VALUE! | #VALUE! | #VALUE! | #VALUE! | #VALUE! | #VALUE! | #VALUE! | #VALUE! | #VALUE! | #VALUE! | #VALUE! | #VALUE! | #VALUE! | #VALUE! | #VALUE! | #VALUE! | #VALUE! | #VALUE! | #VALUE! | #VALUE! | #VALUE! | #VALUE! | #VALUE! | #VALUE! |  |  | #VALUE! | #VALUE! | #VALUE! | #VALUE! | #VALUE! | #VALUE! | #VALUE! | #VALUE! | #VALUE! | #VALUE! | #VALUE! | #VALUE! | #VALUE! | #VALUE! | #VALUE! | #VALUE! | #VALUE! | #VALUE! | #VALUE! | #VALUE! | #VALUE! | #VALUE! | #VALUE! | #VALUE! | #VALUE! | #VALUE! | #VALUE! | #VALUE! | #VALUE! | #VALUE! | #VALUE! | #VALUE! | #VALUE! | #VALUE! | #VALUE! | #VALUE! | #VALUE! | #VALUE! | #VALUE! | #VALUE! | #VALUE! | #VALUE! | #VALUE! | #VALUE! | #VALUE! | #VALUE! | #VALUE! | #VALUE! | #VALUE! | #VALUE! | #VALUE! |  |  | #VALUE!
[15 empty] | Y1 |  | #VALUE! | #VALUE! |  | #VALUE! | #VALUE! | #VALUE! | #VALUE! | #VALUE! | #VALUE! | #VALUE! | #VALUE! | #VALUE! | #VALUE! | #VALUE! | #VALUE! | #VALUE! | #VALUE! | #VALUE! | #VALUE! | #VALUE! | #VALUE! | #VALUE! | #VALUE! | #VALUE! | #VALUE! | #VALUE! | #VALUE! | #VALUE! | #VALUE! | #VALUE! | #VALUE! | #VALUE! | #VALUE! | #VALUE! | #VALUE! | #VALUE! | #VALUE! | #VALUE! | #VALUE! | #VALUE! | #VALUE! | #VALUE! | #VALUE! | #VALUE! | #VALUE! | #VALUE! | #VALUE! | #VALUE! | #VALUE! | #VALUE! | #VALUE! | #VALUE! | #VALUE! | #VALUE! |  |  | #VALUE! | #VALUE! | #VALUE! | #VALUE! | #VALUE! | #VALUE! | #VALUE! | #VALUE! | #VALUE! | #VALUE! | #VALUE! | #VALUE! | #VALUE! | #VALUE! | #VALUE! | #VALUE! | #VALUE! | #VALUE! | #VALUE! | #VALUE! | #VALUE! | #VALUE! | #VALUE! | #VALUE! | #VALUE! | #VALUE! | #VALUE! | #VALUE! | #VALUE! | #VALUE! | #VALUE! | #VALUE! | #VALUE! | #VALUE! | #VALUE! | #VALUE! | #VALUE! | #VALUE! | #VALUE! | #VALUE! | #VALUE! | #VALUE! | #VALUE! | #VALUE! | #VALUE! | #VALUE! | #VALUE! | #VALUE! | #VALUE! | #VALUE! | #VALUE! |  |  | #VALUE!
[15 empty] | Y.2 |  | #VALUE! | #VALUE! |  | #VALUE! | #VALUE! | #VALUE! | #VALUE! | #VALUE! | #VALUE! | #VALUE! | #VALUE! | #VALUE! | #VALUE! | #VALUE! | #VALUE! | #VALUE! | #VALUE! | #VALUE! | #VALUE! | #VALUE! | #VALUE! | #VALUE! | #VALUE! | #VALUE! | #VALUE! | #VALUE! | #VALUE! | #VALUE! | #VALUE! | #VALUE! | #VALUE! | #VALUE! | #VALUE! | #VALUE! | #VALUE! | #VALUE! | #VALUE! | #VALUE! | #VALUE! | #VALUE! | #VALUE! | #VALUE! | #VALUE! | #VALUE! | #VALUE! | #VALUE! | #VALUE! | #VALUE! | #VALUE! | #VALUE! | #VALUE! | #VALUE! | #VALUE! | #VALUE! |  |  | #VALUE! | #VALUE! | #VALUE! | #VALUE! | #VALUE! | #VALUE! | #VALUE! | #VALUE! | #VALUE! | #VALUE! | #VALUE! | #VALUE! | #VALUE! | #VALUE! | #VALUE! | #VALUE! | #VALUE! | #VALUE! | #VALUE! | #VALUE! | #VALUE! | #VALUE! | #VALUE! | #VALUE! | #VALUE! | #VALUE! | #VALUE! | #VALUE! | #VALUE! | #VALUE! | #VALUE! | #VALUE! | #VALUE! | #VALUE! | #VALUE! | #VALUE! | #VALUE! | #VALUE! | #VALUE! | #VALUE! | #VALUE! | #VALUE! | #VALUE! | #VALUE! | #VALUE! | #VALUE! | #VALUE! | #VALUE! | #VALUE! | #VALUE! | #VALUE! |  |  | #VALUE!
[15 empty] | Y.3 |  | #VALUE! | #VALUE! |  | #VALUE! | #VALUE! | #VALUE! | #VALUE! | #VALUE! | #VALUE! | #VALUE! | #VALUE! | #VALUE! | #VALUE! | #VALUE! | #VALUE! | #VALUE! | #VALUE! | #VALUE! | #VALUE! | #VALUE! | #VALUE! | #VALUE! | #VALUE! | #VALUE! | #VALUE! | #VALUE! | #VALUE! | #VALUE! | #VALUE! | #VALUE! | #VALUE! | #VALUE! | #VALUE! | #VALUE! | #VALUE! | #VALUE! | #VALUE! | #VALUE! | #VALUE! | #VALUE! | #VALUE! | #VALUE! | #VALUE! | #VALUE! | #VALUE! | #VALUE! | #VALUE! | #VALUE! | #VALUE! | #VALUE! | #VALUE! | #VALUE! | #VALUE! | #VALUE! |  |  | #VALUE! | #VALUE! | #VALUE! | #VALUE! | #VALUE! | #VALUE! | #VALUE! | #VALUE! | #VALUE! | #VALUE! | #VALUE! | #VALUE! | #VALUE! | #VALUE! | #VALUE! | #VALUE! | #VALUE! | #VALUE! | #VALUE! | #VALUE! | #VALUE! | #VALUE! | #VALUE! | #VALUE! | #VALUE! | #VALUE! | #VALUE! | #VALUE! | #VALUE! | #VALUE! | #VALUE! | #VALUE! | #VALUE! | #VALUE! | #VALUE! | #VALUE! | #VALUE! | #VALUE! | #VALUE! | #VALUE! | #VALUE! | #VALUE! | #VALUE! | #VALUE! | #VALUE! | #VALUE! | #VALUE! | #VALUE! | #VALUE! | #VALUE! | #VALUE! |  |  | #VALUE!
[15 empty] | Conc. Y.1 |  | #VALUE! | #VALUE! |  | #VALUE! | #VALUE! | #VALUE! | #VALUE! | #VALUE! | #VALUE! | #VALUE! | #VALUE! | #VALUE! | #VALUE! | #VALUE! | #VALUE! | #VALUE! | #VALUE! | #VALUE! | #VALUE! | #VALUE! | #VALUE! | #VALUE! | #VALUE! | #VALUE! | #VALUE! | #VALUE! | #VALUE! | #VALUE! | #VALUE! | #VALUE! | #VALUE! | #VALUE! | #VALUE! | #VALUE! | #VALUE! | #VALUE! | #VALUE! | #VALUE! | #VALUE! | #VALUE! | #VALUE! | #VALUE! | #VALUE! | #VALUE! | #VALUE! | #VALUE! | #VALUE! | #VALUE! | #VALUE! | #VALUE! | #VALUE! | #VALUE! | #VALUE! | #VALUE! |  |  | #VALUE! | #VALUE! | #VALUE! | #VALUE! | #VALUE! | #VALUE! | #VALUE! | #VALUE! | #VALUE! | #VALUE! | #VALUE! | #VALUE! | #VALUE! | #VALUE! | #VALUE! | #VALUE! | #VALUE! | #VALUE! | #VALUE! | #VALUE! | #VALUE! | #VALUE! | #VALUE! | #VALUE! | #VALUE! | #VALUE! | #VALUE! | #VALUE! | #VALUE! | #VALUE! | #VALUE! | #VALUE! | #VALUE! | #VALUE! | #VALUE! | #VALUE! | #VALUE! | #VALUE! | #VALUE! | #VALUE! | #VALUE! | #VALUE! | #VALUE! | #VALUE! | #VALUE! | #VALUE! | #VALUE! | #VALUE! | #VALUE! | #VALUE! | #VALUE! |  |  | #VALUE!
[15 empty] | Conc. Y.2 |  | #VALUE! | #VALUE! |  | #VALUE! | #VALUE! | #VALUE! | #VALUE! | #VALUE! | #VALUE! | #VALUE! | #VALUE! | #VALUE! | #VALUE! | #VALUE! | #VALUE! | #VALUE! | #VALUE! | #VALUE! | #VALUE! | #VALUE! | #VALUE! | #VALUE! | #VALUE! | #VALUE! | #VALUE! | #VALUE! | #VALUE! | #VALUE! | #VALUE! | #VALUE! | #VALUE! | #VALUE! | #VALUE! | #VALUE! | #VALUE! | #VALUE! | #VALUE! | #VALUE! | #VALUE! | #VALUE! | #VALUE! | #VALUE! | #VALUE! | #VALUE! | #VALUE! | #VALUE! | #VALUE! | #VALUE! | #VALUE! | #VALUE! | #VALUE! | #VALUE! | #VALUE! | #VALUE! |  |  | #VALUE! | #VALUE! | #VALUE! | #VALUE! | #VALUE! | #VALUE! | #VALUE! | #VALUE! | #VALUE! | #VALUE! | #VALUE! | #VALUE! | #VALUE! | #VALUE! | #VALUE! | #VALUE! | #VALUE! | #VALUE! | #VALUE! | #VALUE! | #VALUE! | #VALUE! | #VALUE! | #VALUE! | #VALUE! | #VALUE! | #VALUE! | #VALUE! | #VALUE! | #VALUE! | #VALUE! | #VALUE! | #VALUE! | #VALUE! | #VALUE! | #VALUE! | #VALUE! | #VALUE! | #VALUE! | #VALUE! | #VALUE! | #VALUE! | #VALUE! | #VALUE! | #VALUE! | #VALUE! | #VALUE! | #VALUE! | #VALUE! | #VALUE! | #VALUE! |  |  | #VALUE!
[15 empty] | Conc. Y.3 |  | #VALUE! | #VALUE! |  | #VALUE! | #VALUE! | #VALUE! | #VALUE! | #VALUE! | #VALUE! | #VALUE! | #VALUE! | #VALUE! | #VALUE! | #VALUE! | #VALUE! | #VALUE! | #VALUE! | #VALUE! | #VALUE! | #VALUE! | #VALUE! | #VALUE! | #VALUE! | #VALUE! | #VALUE! | #VALUE! | #VALUE! | #VALUE! | #VALUE! | #VALUE! | #VALUE! | #VALUE! | #VALUE! | #VALUE! | #VALUE! | #VALUE! | #VALUE! | #VALUE! | #VALUE! | #VALUE! | #VALUE! | #VALUE! | #VALUE! | #VALUE! | #VALUE! | #VALUE! | #VALUE! | #VALUE! | #VALUE! | #VALUE! | #VALUE! | #VALUE! | #VALUE! | #VALUE! |  |  | #VALUE! | #VALUE! | #VALUE! | #VALUE! | #VALUE! | #VALUE! | #VALUE! | #VALUE! | #VALUE! | #VALUE! | #VALUE! | #VALUE! | #VALUE! | #VALUE! | #VALUE! | #VALUE! | #VALUE! | #VALUE! | #VALUE! | #VALUE! | #VALUE! | #VALUE! | #VALUE! | #VALUE! | #VALUE! | #VALUE! | #VALUE! | #VALUE! | #VALUE! | #VALUE! | #VALUE! | #VALUE! | #VALUE! | #VALUE! | #VALUE! | #VALUE! | #VALUE! | #VALUE! | #VALUE! | #VALUE! | #VALUE! | #VALUE! | #VALUE! | #VALUE! | #VALUE! | #VALUE! | #VALUE! | #VALUE! | #VALUE! | #VALUE! | #VALUE! |  |  | #VALUE!
[15 empty] | Time from Source (yrs) |  | 0.90237 | 3.6095 |  | 0.90237 | 0.90237 | 0.90237 | 0.90237 | 0.90237 | 0.90237 | 0.90237 | 0.90237 | 0.90237 | 0.90237 | 0.90237 | 0.90237 | 0.90237 | 0.90237 | 0.90237 | 0.90237 | 0.90237 | 0.90237 | 0.90237 | 0.90237 | 0.90237 | 0.90237 | 0.90237 | 0.90237 | 0.90237 | 0.90237 | 0.90237 | 0.90237 | 0.90237 | 0.90237 | 0.90237 | 0.90237 | 0.90237 | 0.90237 | 0.90237 | 0.90237 | 0.90237 | 0.90237 | 0.90237 | 0.90237 | 0.90237 | 0.90237 | 0.90237 | 0.90237 | 0.90237 | 0.90237 | 0.90237 | 0.90237 | 0.90237 | 0.90237 | 0.90237 |  |  | 3.6095 | 3.6095 | 3.6095 | 3.6095 | 3.6095 | 3.6095 | 3.6095 | 3.6095 | 3.6095 | 3.6095 | 3.6095 | 3.6095 | 3.6095 | 3.6095 | 3.6095 | 3.6095 | 3.6095 | 3.6095 | 3.6095 | 3.6095 | 3.6095 | 3.6095 | 3.6095 | 3.6095 | 3.6095 | 3.6095 | 3.6095 | 3.6095 | 3.6095 | 3.6095 | 3.6095 | 3.6095 | 3.6095 | 3.6095 | 3.6095 | 3.6095 | 3.6095 | 3.6095 | 3.6095 | 3.6095 | 3.6095 | 3.6095 | 3.6095 | 3.6095 | 3.6095 | 3.6095 | 3.6095 | 3.6095 | 3.6095 | 3.6095 | 3.6095 |  |  | 0.90237
4. Temporal/Spatial Prediction along Plume Centerline (@ y & z = 0) with 1st-order Decay Model | [14 empty] | Conc. |  | #VALUE! | #VALUE! |  | #VALUE! | #VALUE! | #VALUE! | #VALUE! | #VALUE! | #VALUE! | #VALUE! | #VALUE! | #VALUE! | #VALUE! | #VALUE! | #VALUE! | #VALUE! | #VALUE! | #VALUE! | #VALUE! | #VALUE! | #VALUE! | #VALUE! | #VALUE! | #VALUE! | #VALUE! | #VALUE! | #VALUE! | #VALUE! | #VALUE! | #VALUE! | #VALUE! | #VALUE! | #VALUE! | #VALUE! | #VALUE! | #VALUE! | #VALUE! | #VALUE! | #VALUE! | #VALUE! | #VALUE! | #VALUE! | #VALUE! | #VALUE! | #VALUE! | #VALUE! | #VALUE! | #VALUE! | #VALUE! | #VALUE! | #VALUE! | #VALUE! | #VALUE! | #VALUE! |  |  | #VALUE! | #VALUE! | #VALUE! | #VALUE! | #VALUE! | #VALUE! | #VALUE! | #VALUE! | #VALUE! | #VALUE! | #VALUE! | #VALUE! | #VALUE! | #VALUE! | #VALUE! | #VALUE! | #VALUE! | #VALUE! | #VALUE! | #VALUE! | #VALUE! | #VALUE! | #VALUE! | #VALUE! | #VALUE! | #VALUE! | #VALUE! | #VALUE! | #VALUE! | #VALUE! | #VALUE! | #VALUE! | #VALUE! | #VALUE! | #VALUE! | #VALUE! | #VALUE! | #VALUE! | #VALUE! | #VALUE! | #VALUE! | #VALUE! | #VALUE! | #VALUE! | #VALUE! | #VALUE! | #VALUE! | #VALUE! | #VALUE! | #VALUE! | #VALUE! |  |  | #VALUE!
| Modeled Overall Plume Centerline Distance to evaluate, ft |  |  |  | 800
| Modeled Overall Simulation Time to evaluate, year |  |  |  | 12
[16 empty] | erfcconst3_1 | 1.3772 |  | 1
[15 empty] | With General 1st Order Decay | [57 empty] | Max distance
[15 empty] | exp |  | 0.49618 | 0.060612 |  | 0.49618 | 0.49618 | 0.49618 | 0.49618 | 0.49618 | 0.49618 | 0.49618 | 0.49618 | 0.49618 | 0.49618 | 0.49618 | 0.49618 | 0.49618 | 0.49618 | 0.49618 | 0.49618 | 0.49618 | 0.49618 | 0.49618 | 0.49618 | 0.49618 | 0.49618 | 0.49618 | 0.49618 | 0.49618 | 0.49618 | 0.49618 | 0.49618 | 0.49618 | 0.49618 | 0.49618 | 0.49618 | 0.49618 | 0.49618 | 0.49618 | 0.49618 | 0.49618 | 0.49618 | 0.49618 | 0.49618 | 0.49618 | 0.49618 | 0.49618 | 0.49618 | 0.49618 | 0.49618 | 0.49618 | 0.49618 | 0.49618 | 0.49618 | 0.49618 |  |  | 0.060612 | 0.060612 | 0.060612 | 0.060612 | 0.060612 | 0.060612 | 0.060612 | 0.060612 | 0.060612 | 0.060612 | 0.060612 | 0.060612 | 0.060612 | 0.060612 | 0.060612 | 0.060612 | 0.060612 | 0.060612 | 0.060612 | 0.060612 | 0.060612 | 0.060612 | 0.060612 | 0.060612 | 0.060612 | 0.060612 | 0.060612 | 0.060612 | 0.060612 | 0.060612 | 0.060612 | 0.060612 | 0.060612 | 0.060612 | 0.060612 | 0.060612 | 0.060612 | 0.060612 | 0.060612 | 0.060612 | 0.060612 | 0.060612 | 0.060612 | 0.060612 | 0.060612 | 0.060612 | 0.060612 | 0.060612 | 0.060612 | 0.060612 | 0.060612 |  |  | 0.49618
[15 empty] | inerfc |  | -8.3494 | -7.8978 |  | 28.9102 | -0.13919 | -0.94815 | -1.4681 | -1.8724 | -2.2123 | -2.5103 | -2.7784 | -3.0239 | -3.2517 | -3.4649 | -3.6661 | -3.857 | -4.0391 | -4.2134 | -4.3809 | -4.5423 | -4.6983 | -4.8492 | -4.9956 | -5.1379 | -5.2764 | -5.4114 | -5.5431 | -5.6717 | -5.7976 | -5.9207 | -6.0414 | -6.1597 | -6.2758 | -6.3897 | -6.5017 | -6.6118 | -6.7201 | -6.8267 | -6.9317 | -7.0351 | -7.137 | -7.2374 | -7.3365 | -7.4343 | -7.5308 | -7.6261 | -7.7202 | -7.8132 | -7.9051 | -7.9959 | -8.0857 | -8.1746 | -8.2624 | -8.3494 |  |  | 115.7733 | 3.0519 | 1.309 | 0.37508 | -0.27608 | -0.78444 | -1.2068 | -1.5716 | -1.8951 | -2.1873 | -2.4552 | -2.7034 | -2.9353 | -3.1535 | -3.3601 | -3.5565 | -3.7441 | -3.9238 | -4.0966 | -4.2631 | -4.4239 | -4.5796 | -4.7306 | -4.8773 | -5.02 | -5.1589 | -5.2945 | -5.4269 | -5.5562 | -5.6828 | -5.8068 | -5.9282 | -6.0474 | -6.1643 | -6.2791 | -6.3919 | -6.5029 | -6.612 | -6.7194 | -6.8252 | -6.9294 | -7.0321 | -7.1334 | -7.2333 | -7.3318 | -7.4291 | -7.5251 | -7.62 | -7.7137 | -7.8063 | -7.8978 |  |  | -13.4204
[15 empty] | erfc |  | #VALUE! | #VALUE! |  | #VALUE! | #VALUE! | #VALUE! | #VALUE! | #VALUE! | #VALUE! | #VALUE! | #VALUE! | #VALUE! | #VALUE! | #VALUE! | #VALUE! | #VALUE! | #VALUE! | #VALUE! | #VALUE! | #VALUE! | #VALUE! | #VALUE! | #VALUE! | #VALUE! | #VALUE! | #VALUE! | #VALUE! | #VALUE! | #VALUE! | #VALUE! | #VALUE! | #VALUE! | #VALUE! | #VALUE! | #VALUE! | #VALUE! | #VALUE! | #VALUE! | #VALUE! | #VALUE! | #VALUE! | #VALUE! | #VALUE! | #VALUE! | #VALUE! | #VALUE! | #VALUE! | #VALUE! | #VALUE! | #VALUE! | #VALUE! | #VALUE! | #VALUE! | #VALUE! |  |  | #VALUE! | #VALUE! | #VALUE! | #VALUE! | #VALUE! | #VALUE! | #VALUE! | #VALUE! | #VALUE! | #VALUE! | #VALUE! | #VALUE! | #VALUE! | #VALUE! | #VALUE! | #VALUE! | #VALUE! | #VALUE! | #VALUE! | #VALUE! | #VALUE! | #VALUE! | #VALUE! | #VALUE! | #VALUE! | #VALUE! | #VALUE! | #VALUE! | #VALUE! | #VALUE! | #VALUE! | #VALUE! | #VALUE! | #VALUE! | #VALUE! | #VALUE! | #VALUE! | #VALUE! | #VALUE! | #VALUE! | #VALUE! | #VALUE! | #VALUE! | #VALUE! | #VALUE! | #VALUE! | #VALUE! | #VALUE! | #VALUE! | #VALUE! | #VALUE! |  |  | #VALUE!
[15 empty] | Conc |  | #VALUE! | #VALUE! |  | #VALUE! | #VALUE! | #VALUE! | #VALUE! | #VALUE! | #VALUE! | #VALUE! | #VALUE! | #VALUE! | #VALUE! | #VALUE! | #VALUE! | #VALUE! | #VALUE! | #VALUE! | #VALUE! | #VALUE! | #VALUE! | #VALUE! | #VALUE! | #VALUE! | #VALUE! | #VALUE! | #VALUE! | #VALUE! | #VALUE! | #VALUE! | #VALUE! | #VALUE! | #VALUE! | #VALUE! | #VALUE! | #VALUE! | #VALUE! | #VALUE! | #VALUE! | #VALUE! | #VALUE! | #VALUE! | #VALUE! | #VALUE! | #VALUE! | #VALUE! | #VALUE! | #VALUE! | #VALUE! | #VALUE! | #VALUE! | #VALUE! | #VALUE! | #VALUE! |  |  | #VALUE! | #VALUE! | #VALUE! | #VALUE! | #VALUE! | #VALUE! | #VALUE! | #VALUE! | #VALUE! | #VALUE! | #VALUE! | #VALUE! | #VALUE! | #VALUE! | #VALUE! | #VALUE! | #VALUE! | #VALUE! | #VALUE! | #VALUE! | #VALUE! | #VALUE! | #VALUE! | #VALUE! | #VALUE! | #VALUE! | #VALUE! | #VALUE! | #VALUE! | #VALUE! | #VALUE! | #VALUE! | #VALUE! | #VALUE! | #VALUE! | #VALUE! | #VALUE! | #VALUE! | #VALUE! | #VALUE! | #VALUE! | #VALUE! | #VALUE! | #VALUE! | #VALUE! | #VALUE! | #VALUE! | #VALUE! | #VALUE! | #VALUE! | #VALUE! |  |  | #VALUE!
Instantaneous Reaction
[15 empty] | New Pre-Decay |  | #VALUE! | #VALUE! |  | #VALUE! | #VALUE! | #VALUE! | #VALUE! | #VALUE! | #VALUE! | #VALUE! | #VALUE! | #VALUE! | #VALUE! | #VALUE! | #VALUE! | #VALUE! | #VALUE! | #VALUE! | #VALUE! | #VALUE! | #VALUE! | #VALUE! | #VALUE! | #VALUE! | #VALUE! | #VALUE! | #VALUE! | #VALUE! | #VALUE! | #VALUE! | #VALUE! | #VALUE! | #VALUE! | #VALUE! | #VALUE! | #VALUE! | #VALUE! | #VALUE! | #VALUE! | #VALUE! | #VALUE! | #VALUE! | #VALUE! | #VALUE! | #VALUE! | #VALUE! | #VALUE! | #VALUE! | #VALUE! | #VALUE! | #VALUE! | #VALUE! | #VALUE! | #VALUE! |  |  | #VALUE! | #VALUE! | #VALUE! | #VALUE! | #VALUE! | #VALUE! | #VALUE! | #VALUE! | #VALUE! | #VALUE! | #VALUE! | #VALUE! | #VALUE! | #VALUE! | #VALUE! | #VALUE! | #VALUE! | #VALUE! | #VALUE! | #VALUE! | #VALUE! | #VALUE! | #VALUE! | #VALUE! | #VALUE! | #VALUE! | #VALUE! | #VALUE! | #VALUE! | #VALUE! | #VALUE! | #VALUE! | #VALUE! | #VALUE! | #VALUE! | #VALUE! | #VALUE! | #VALUE! | #VALUE! | #VALUE! | #VALUE! | #VALUE! | #VALUE! | #VALUE! | #VALUE! | #VALUE! | #VALUE! | #VALUE! | #VALUE! | #VALUE! | #VALUE! |  |  | #VALUE!
Concentration
[15 empty] | Concentration |  | #VALUE! | #VALUE! |  | #VALUE! | #VALUE! | #VALUE! | #VALUE! | #VALUE! | #VALUE! | #VALUE! | #VALUE! | #VALUE! | #VALUE! | #VALUE! | #VALUE! | #VALUE! | #VALUE! | #VALUE! | #VALUE! | #VALUE! | #VALUE! | #VALUE! | #VALUE! | #VALUE! | #VALUE! | #VALUE! | #VALUE! | #VALUE! | #VALUE! | #VALUE! | #VALUE! | #VALUE! | #VALUE! | #VALUE! | #VALUE! | #VALUE! | #VALUE! | #VALUE! | #VALUE! | #VALUE! | #VALUE! | #VALUE! | #VALUE! | #VALUE! | #VALUE! | #VALUE! | #VALUE! | #VALUE! | #VALUE! | #VALUE! | #VALUE! | #VALUE! | #VALUE! | #VALUE! |  |  | #VALUE! | #VALUE! | #VALUE! | #VALUE! | #VALUE! | #VALUE! | #VALUE! | #VALUE! | #VALUE! | #VALUE! | #VALUE! | #VALUE! | #VALUE! | #VALUE! | #VALUE! | #VALUE! | #VALUE! | #VALUE! | #VALUE! | #VALUE! | #VALUE! | #VALUE! | #VALUE! | #VALUE! | #VALUE! | #VALUE! | #VALUE! | #VALUE! | #VALUE! | #VALUE! | #VALUE! | #VALUE! | #VALUE! | #VALUE! | #VALUE! | #VALUE! | #VALUE! | #VALUE! | #VALUE! | #VALUE! | #VALUE! | #VALUE! | #VALUE! | #VALUE! | #VALUE! | #VALUE! | #VALUE! | #VALUE! | #VALUE! | #VALUE! | #VALUE! |  |  | #VALUE!
1st order -decay model for surface water loading
[15 empty] | No Decay |  |  |  |  | #4: time vs. centerline distance; #11: log scale; #12: dt=; #13: 1.6438; #17: normal scale; #19: dt=; #20: 2.4
[15 empty] | erfcconst1_1 |  | 1 |  |  | #4: dt=; #5: 2.4; #7: dx=; #8: 40; #11: t1; #12: t2; #13: t3; #14: t4; #15: t5; #17: t1; #18: t2; #19: t3; #20: t4; #21: t5
[15 empty] | erfcconst2_1 |  | 211.4956 |  |  | #4: at t1=; #5: 2.4; #6: 2.4 year; #11: 1.6438; #12: 2.7019; #13: 4.4413; #14: 7.3004; #15: 12; #17: 2.4; #18: 4.8; #19: 7.2; #20: 9.6; #21: 12; #26: at t2=; #27: 4.8; #28: 4.8 year; #48: at t3=; #49: 7.2; #50: 7.2 year | [18 empty] | at t4= | 9.6 | 9.6 year | [19 empty] | at t5= | 12 | 12 year
[15 empty] | data point |  | recept 1 |  |  |  |  | erfcconst1_1 | 1 | 1 | 1 | 1 | 1 | 1 | 1 | 1 | 1 | 1 | 1 | 1 | 1 | 1 | 1 | 1 | 1 | 1 | 1 | 1 | 1 |  | 1 | 1 | 1 | 1 | 1 | 1 | 1 | 1 | 1 | 1 | 1 | 1 | 1 | 1 | 1 | 1 | 1 | 1 | 1 | 1 | 1 |  | 1 | 1 | 1 | 1 | 1 | 1 | 1 | 1 | 1 | 1 | 1 | 1 | 1 | 1 | 1 | 1 | 1 | 1 | 1 | 1 | 1 |  | 1 | 1 | 1 | 1 | 1 | 1 | 1 | 1 | 1 | 1 | 1 | 1 | 1 | 1 | 1 | 1 | 1 | 1 | 1 | 1 | 1 |  | 1 | 1 | 1 | 1 | 1 | 1 | 1 | 1 | 1 | 1 | 1 | 1 | 1 | 1 | 1 | 1 | 1 | 1 | 1 | 1 | 1
[15 empty] | t, year |  | 15 |  |  |  |  | erfcconst2_1 | 84.5982 | 84.5982 | 84.5982 | 84.5982 | 84.5982 | 84.5982 | 84.5982 | 84.5982 | 84.5982 | 84.5982 | 84.5982 | 84.5982 | 84.5982 | 84.5982 | 84.5982 | 84.5982 | 84.5982 | 84.5982 | 84.5982 | 84.5982 | 84.5982 |  | 119.64 | 119.64 | 119.64 | 119.64 | 119.64 | 119.64 | 119.64 | 119.64 | 119.64 | 119.64 | 119.64 | 119.64 | 119.64 | 119.64 | 119.64 | 119.64 | 119.64 | 119.64 | 119.64 | 119.64 | 119.64 |  | 146.5284 | 146.5284 | 146.5284 | 146.5284 | 146.5284 | 146.5284 | 146.5284 | 146.5284 | 146.5284 | 146.5284 | 146.5284 | 146.5284 | 146.5284 | 146.5284 | 146.5284 | 146.5284 | 146.5284 | 146.5284 | 146.5284 | 146.5284 | 146.5284 |  | 169.1965 | 169.1965 | 169.1965 | 169.1965 | 169.1965 | 169.1965 | 169.1965 | 169.1965 | 169.1965 | 169.1965 | 169.1965 | 169.1965 | 169.1965 | 169.1965 | 169.1965 | 169.1965 | 169.1965 | 169.1965 | 169.1965 | 169.1965 | 169.1965 |  | 189.1674 | 189.1674 | 189.1674 | 189.1674 | 189.1674 | 189.1674 | 189.1674 | 189.1674 | 189.1674 | 189.1674 | 189.1674 | 189.1674 | 189.1674 | 189.1674 | 189.1674 | 189.1674 | 189.1674 | 189.1674 | 189.1674 | 189.1674 | 189.1674
[15 empty] | distance -x |  | 150 |  |  | #3: data point
[15 empty] | distance-y |  | 0 |  |  |  |  | t, year | 2.4 | 2.4 | 2.4 | 2.4 | 2.4 | 2.4 | 2.4 | 2.4 | 2.4 | 2.4 | 2.4 | 2.4 | 2.4 | 2.4 | 2.4 | 2.4 | 2.4 | 2.4 | 2.4 | 2.4 | 2.4 |  | 4.8 | 4.8 | 4.8 | 4.8 | 4.8 | 4.8 | 4.8 | 4.8 | 4.8 | 4.8 | 4.8 | 4.8 | 4.8 | 4.8 | 4.8 | 4.8 | 4.8 | 4.8 | 4.8 | 4.8 | 4.8 |  | 7.2 | 7.2 | 7.2 | 7.2 | 7.2 | 7.2 | 7.2 | 7.2 | 7.2 | 7.2 | 7.2 | 7.2 | 7.2 | 7.2 | 7.2 | 7.2 | 7.2 | 7.2 | 7.2 | 7.2 | 7.2 |  | 9.6 | 9.6 | 9.6 | 9.6 | 9.6 | 9.6 | 9.6 | 9.6 | 9.6 | 9.6 | 9.6 | 9.6 | 9.6 | 9.6 | 9.6 | 9.6 | 9.6 | 9.6 | 9.6 | 9.6 | 9.6 |  | 12 | 12 | 12 | 12 | 12 | 12 | 12 | 12 | 12 | 12 | 12 | 12 | 12 | 12 | 12 | 12 | 12 | 12 | 12 | 12 | 12
[15 empty] | exp |  | 1 |  |  |  |  | distance -x | 1e-09 | 40 | 80 | 120 | 160 | 200 | 240 | 280 | 320 | 360 | 400 | 440 | 480 | 520 | 560 | 600 | 640 | 680 | 720 | 760 | 800 |  | 1e-09 | 40 | 80 | 120 | 160 | 200 | 240 | 280 | 320 | 360 | 400 | 440 | 480 | 520 | 560 | 600 | 640 | 680 | 720 | 760 | 800 |  | 1e-09 | 40 | 80 | 120 | 160 | 200 | 240 | 280 | 320 | 360 | 400 | 440 | 480 | 520 | 560 | 600 | 640 | 680 | 720 | 760 | 800 |  | 1e-09 | 40 | 80 | 120 | 160 | 200 | 240 | 280 | 320 | 360 | 400 | 440 | 480 | 520 | 560 | 600 | 640 | 680 | 720 | 760 | 800 |  | 1e-09 | 40 | 80 | 120 | 160 | 200 | 240 | 280 | 320 | 360 | 400 | 440 | 480 | 520 | 560 | 600 | 640 | 680 | 720 | 760 | 800
[15 empty] | inerfc |  | -3.2206 |  |  |  |  | distance-y | 0 | 0 | 0 | 0 | 0 | 0 | 0 | 0 | 0 | 0 | 0 | 0 | 0 | 0 | 0 | 0 | 0 | 0 | 0 | 0 | 0 |  | 0 | 0 | 0 | 0 | 0 | 0 | 0 | 0 | 0 | 0 | 0 | 0 | 0 | 0 | 0 | 0 | 0 | 0 | 0 | 0 | 0 |  | 0 | 0 | 0 | 0 | 0 | 0 | 0 | 0 | 0 | 0 | 0 | 0 | 0 | 0 | 0 | 0 | 0 | 0 | 0 | 0 | 0 |  | 0 | 0 | 0 | 0 | 0 | 0 | 0 | 0 | 0 | 0 | 0 | 0 | 0 | 0 | 0 | 0 | 0 | 0 | 0 | 0 | 0 |  | 0 | 0 | 0 | 0 | 0 | 0 | 0 | 0 | 0 | 0 | 0 | 0 | 0 | 0 | 0 | 0 | 0 | 0 | 0 | 0 | 0
[15 empty] | erfc |  | #VALUE! |  |  |  |  | exp | 1 | 1 | 1 | 1 | 1 | 1 | 1 | 1 | 1 | 1 | 1 | 1 | 1 | 1 | 1 | 1 | 1 | 1 | 1 | 1 | 1 |  | 1 | 1 | 1 | 1 | 1 | 1 | 1 | 1 | 1 | 1 | 1 | 1 | 1 | 1 | 1 | 1 | 1 | 1 | 1 | 1 | 1 |  | 1 | 1 | 1 | 1 | 1 | 1 | 1 | 1 | 1 | 1 | 1 | 1 | 1 | 1 | 1 | 1 | 1 | 1 | 1 | 1 | 1 |  | 1 | 1 | 1 | 1 | 1 | 1 | 1 | 1 | 1 | 1 | 1 | 1 | 1 | 1 | 1 | 1 | 1 | 1 | 1 | 1 | 1 |  | 1 | 1 | 1 | 1 | 1 | 1 | 1 | 1 | 1 | 1 | 1 | 1 | 1 | 1 | 1 | 1 | 1 | 1 | 1 | 1 | 1
[15 empty] | inlasterf |  | 1.291e+49 |  |  |  |  | inerfc | -1.5719 | -1.0991 | -0.62629 | -0.15346 | 0.31936 | 0.79218 | 1.265 | 1.7378 | 2.2107 | 2.6835 | 3.1563 | 3.6291 | 4.1019 | 4.5748 | 5.0476 | 5.5204 | 5.9932 | 6.4661 | 6.9389 | 7.4117 | 7.8845 |  | -2.223 | -1.8887 | -1.5544 | -1.22 | -0.8857 | -0.55137 | -0.21703 | 0.11731 | 0.45164 | 0.78598 | 1.1203 | 1.4547 | 1.789 | 2.1233 | 2.4577 | 2.792 | 3.1263 | 3.4607 | 3.795 | 4.1293 | 4.4637 |  | -2.7227 | -2.4497 | -2.1767 | -1.9037 | -1.6307 | -1.3577 | -1.0848 | -0.81177 | -0.53879 | -0.26581 | 0.0071789 | 0.28016 | 0.55315 | 0.82613 | 1.0991 | 1.3721 | 1.6451 | 1.9181 | 2.1911 | 2.464 | 2.737 |  | -3.1439 | -2.9075 | -2.671 | -2.4346 | -2.1982 | -1.9618 | -1.7254 | -1.489 | -1.2526 | -1.0162 | -0.77975 | -0.54334 | -0.30693 | -0.070514 | 0.1659 | 0.40231 | 0.63872 | 0.87513 | 1.1115 | 1.348 | 1.5844 |  | -3.5149 | -3.3035 | -3.092 | -2.8806 | -2.6691 | -2.4577 | -2.2462 | -2.0348 | -1.8233 | -1.6119 | -1.4004 | -1.189 | -0.97751 | -0.76606 | -0.55461 | -0.34315 | -0.1317 | 0.079752 | 0.29121 | 0.50266 | 0.71411
[15 empty] | 2*lasteft |  | #VALUE! |  |  |  |  | erfc | #VALUE! | #VALUE! | #VALUE! | #VALUE! | #VALUE! | #VALUE! | #VALUE! | #VALUE! | #VALUE! | #VALUE! | #VALUE! | #VALUE! | #VALUE! | #VALUE! | #VALUE! | #VALUE! | #VALUE! | #VALUE! | #VALUE! | #VALUE! | #VALUE! |  | #VALUE! | #VALUE! | #VALUE! | #VALUE! | #VALUE! | #VALUE! | #VALUE! | #VALUE! | #VALUE! | #VALUE! | #VALUE! | #VALUE! | #VALUE! | #VALUE! | #VALUE! | #VALUE! | #VALUE! | #VALUE! | #VALUE! | #VALUE! | #VALUE! |  | #VALUE! | #VALUE! | #VALUE! | #VALUE! | #VALUE! | #VALUE! | #VALUE! | #VALUE! | #VALUE! | #VALUE! | #VALUE! | #VALUE! | #VALUE! | #VALUE! | #VALUE! | #VALUE! | #VALUE! | #VALUE! | #VALUE! | #VALUE! | #VALUE! |  | #VALUE! | #VALUE! | #VALUE! | #VALUE! | #VALUE! | #VALUE! | #VALUE! | #VALUE! | #VALUE! | #VALUE! | #VALUE! | #VALUE! | #VALUE! | #VALUE! | #VALUE! | #VALUE! | #VALUE! | #VALUE! | #VALUE! | #VALUE! | #VALUE! |  | #VALUE! | #VALUE! | #VALUE! | #VALUE! | #VALUE! | #VALUE! | #VALUE! | #VALUE! | #VALUE! | #VALUE! | #VALUE! | #VALUE! | #VALUE! | #VALUE! | #VALUE! | #VALUE! | #VALUE! | #VALUE! | #VALUE! | #VALUE! | #VALUE!
[15 empty] | Y1 |  | #VALUE! |  |  |  |  | inlasterf | 5e+54 | 2.5e+49 | 1.7678e+49 | 1.4434e+49 | 1.25e+49 | 1.118e+49 | 1.0206e+49 | 9.4491e+48 | 8.8388e+48 | 8.3333e+48 | 7.9057e+48 | 7.5378e+48 | 7.2169e+48 | 6.9338e+48 | 6.6815e+48 | 6.455e+48 | 6.25e+48 | 6.0634e+48 | 5.8926e+48 | 5.7354e+48 | 5.5902e+48 |  | 5e+54 | 2.5e+49 | 1.7678e+49 | 1.4434e+49 | 1.25e+49 | 1.118e+49 | 1.0206e+49 | 9.4491e+48 | 8.8388e+48 | 8.3333e+48 | 7.9057e+48 | 7.5378e+48 | 7.2169e+48 | 6.9338e+48 | 6.6815e+48 | 6.455e+48 | 6.25e+48 | 6.0634e+48 | 5.8926e+48 | 5.7354e+48 | 5.5902e+48 |  | 5e+54 | 2.5e+49 | 1.7678e+49 | 1.4434e+49 | 1.25e+49 | 1.118e+49 | 1.0206e+49 | 9.4491e+48 | 8.8388e+48 | 8.3333e+48 | 7.9057e+48 | 7.5378e+48 | 7.2169e+48 | 6.9338e+48 | 6.6815e+48 | 6.455e+48 | 6.25e+48 | 6.0634e+48 | 5.8926e+48 | 5.7354e+48 | 5.5902e+48 |  | 5e+54 | 2.5e+49 | 1.7678e+49 | 1.4434e+49 | 1.25e+49 | 1.118e+49 | 1.0206e+49 | 9.4491e+48 | 8.8388e+48 | 8.3333e+48 | 7.9057e+48 | 7.5378e+48 | 7.2169e+48 | 6.9338e+48 | 6.6815e+48 | 6.455e+48 | 6.25e+48 | 6.0634e+48 | 5.8926e+48 | 5.7354e+48 | 5.5902e+48 |  | 5e+54 | 2.5e+49 | 1.7678e+49 | 1.4434e+49 | 1.25e+49 | 1.118e+49 | 1.0206e+49 | 9.4491e+48 | 8.8388e+48 | 8.3333e+48 | 7.9057e+48 | 7.5378e+48 | 7.2169e+48 | 6.9338e+48 | 6.6815e+48 | 6.455e+48 | 6.25e+48 | 6.0634e+48 | 5.8926e+48 | 5.7354e+48 | 5.5902e+48
[15 empty] | Y.2 |  | #VALUE! |  |  |  |  | 2*lasteft | #VALUE! | #VALUE! | #VALUE! | #VALUE! | #VALUE! | #VALUE! | #VALUE! | #VALUE! | #VALUE! | #VALUE! | #VALUE! | #VALUE! | #VALUE! | #VALUE! | #VALUE! | #VALUE! | #VALUE! | #VALUE! | #VALUE! | #VALUE! | #VALUE! |  | #VALUE! | #VALUE! | #VALUE! | #VALUE! | #VALUE! | #VALUE! | #VALUE! | #VALUE! | #VALUE! | #VALUE! | #VALUE! | #VALUE! | #VALUE! | #VALUE! | #VALUE! | #VALUE! | #VALUE! | #VALUE! | #VALUE! | #VALUE! | #VALUE! |  | #VALUE! | #VALUE! | #VALUE! | #VALUE! | #VALUE! | #VALUE! | #VALUE! | #VALUE! | #VALUE! | #VALUE! | #VALUE! | #VALUE! | #VALUE! | #VALUE! | #VALUE! | #VALUE! | #VALUE! | #VALUE! | #VALUE! | #VALUE! | #VALUE! |  | #VALUE! | #VALUE! | #VALUE! | #VALUE! | #VALUE! | #VALUE! | #VALUE! | #VALUE! | #VALUE! | #VALUE! | #VALUE! | #VALUE! | #VALUE! | #VALUE! | #VALUE! | #VALUE! | #VALUE! | #VALUE! | #VALUE! | #VALUE! | #VALUE! |  | #VALUE! | #VALUE! | #VALUE! | #VALUE! | #VALUE! | #VALUE! | #VALUE! | #VALUE! | #VALUE! | #VALUE! | #VALUE! | #VALUE! | #VALUE! | #VALUE! | #VALUE! | #VALUE! | #VALUE! | #VALUE! | #VALUE! | #VALUE! | #VALUE!
[15 empty] | Y.3 |  | #VALUE! |  |  |  |  | Y1 | #VALUE! | #VALUE! | #VALUE! | #VALUE! | #VALUE! | #VALUE! | #VALUE! | #VALUE! | #VALUE! | #VALUE! | #VALUE! | #VALUE! | #VALUE! | #VALUE! | #VALUE! | #VALUE! | #VALUE! | #VALUE! | #VALUE! | #VALUE! | #VALUE! |  | #VALUE! | #VALUE! | #VALUE! | #VALUE! | #VALUE! | #VALUE! | #VALUE! | #VALUE! | #VALUE! | #VALUE! | #VALUE! | #VALUE! | #VALUE! | #VALUE! | #VALUE! | #VALUE! | #VALUE! | #VALUE! | #VALUE! | #VALUE! | #VALUE! |  | #VALUE! | #VALUE! | #VALUE! | #VALUE! | #VALUE! | #VALUE! | #VALUE! | #VALUE! | #VALUE! | #VALUE! | #VALUE! | #VALUE! | #VALUE! | #VALUE! | #VALUE! | #VALUE! | #VALUE! | #VALUE! | #VALUE! | #VALUE! | #VALUE! |  | #VALUE! | #VALUE! | #VALUE! | #VALUE! | #VALUE! | #VALUE! | #VALUE! | #VALUE! | #VALUE! | #VALUE! | #VALUE! | #VALUE! | #VALUE! | #VALUE! | #VALUE! | #VALUE! | #VALUE! | #VALUE! | #VALUE! | #VALUE! | #VALUE! |  | #VALUE! | #VALUE! | #VALUE! | #VALUE! | #VALUE! | #VALUE! | #VALUE! | #VALUE! | #VALUE! | #VALUE! | #VALUE! | #VALUE! | #VALUE! | #VALUE! | #VALUE! | #VALUE! | #VALUE! | #VALUE! | #VALUE! | #VALUE! | #VALUE!
[15 empty] | Conc. Y.1 |  | #VALUE! |  |  |  |  | Y.2 | #VALUE! | #VALUE! | #VALUE! | #VALUE! | #VALUE! | #VALUE! | #VALUE! | #VALUE! | #VALUE! | #VALUE! | #VALUE! | #VALUE! | #VALUE! | #VALUE! | #VALUE! | #VALUE! | #VALUE! | #VALUE! | #VALUE! | #VALUE! | #VALUE! |  | #VALUE! | #VALUE! | #VALUE! | #VALUE! | #VALUE! | #VALUE! | #VALUE! | #VALUE! | #VALUE! | #VALUE! | #VALUE! | #VALUE! | #VALUE! | #VALUE! | #VALUE! | #VALUE! | #VALUE! | #VALUE! | #VALUE! | #VALUE! | #VALUE! |  | #VALUE! | #VALUE! | #VALUE! | #VALUE! | #VALUE! | #VALUE! | #VALUE! | #VALUE! | #VALUE! | #VALUE! | #VALUE! | #VALUE! | #VALUE! | #VALUE! | #VALUE! | #VALUE! | #VALUE! | #VALUE! | #VALUE! | #VALUE! | #VALUE! |  | #VALUE! | #VALUE! | #VALUE! | #VALUE! | #VALUE! | #VALUE! | #VALUE! | #VALUE! | #VALUE! | #VALUE! | #VALUE! | #VALUE! | #VALUE! | #VALUE! | #VALUE! | #VALUE! | #VALUE! | #VALUE! | #VALUE! | #VALUE! | #VALUE! |  | #VALUE! | #VALUE! | #VALUE! | #VALUE! | #VALUE! | #VALUE! | #VALUE! | #VALUE! | #VALUE! | #VALUE! | #VALUE! | #VALUE! | #VALUE! | #VALUE! | #VALUE! | #VALUE! | #VALUE! | #VALUE! | #VALUE! | #VALUE! | #VALUE!
[15 empty] | Conc. Y.2 |  | #VALUE! |  |  |  |  | Y.3 | #VALUE! | #VALUE! | #VALUE! | #VALUE! | #VALUE! | #VALUE! | #VALUE! | #VALUE! | #VALUE! | #VALUE! | #VALUE! | #VALUE! | #VALUE! | #VALUE! | #VALUE! | #VALUE! | #VALUE! | #VALUE! | #VALUE! | #VALUE! | #VALUE! |  | #VALUE! | #VALUE! | #VALUE! | #VALUE! | #VALUE! | #VALUE! | #VALUE! | #VALUE! | #VALUE! | #VALUE! | #VALUE! | #VALUE! | #VALUE! | #VALUE! | #VALUE! | #VALUE! | #VALUE! | #VALUE! | #VALUE! | #VALUE! | #VALUE! |  | #VALUE! | #VALUE! | #VALUE! | #VALUE! | #VALUE! | #VALUE! | #VALUE! | #VALUE! | #VALUE! | #VALUE! | #VALUE! | #VALUE! | #VALUE! | #VALUE! | #VALUE! | #VALUE! | #VALUE! | #VALUE! | #VALUE! | #VALUE! | #VALUE! |  | #VALUE! | #VALUE! | #VALUE! | #VALUE! | #VALUE! | #VALUE! | #VALUE! | #VALUE! | #VALUE! | #VALUE! | #VALUE! | #VALUE! | #VALUE! | #VALUE! | #VALUE! | #VALUE! | #VALUE! | #VALUE! | #VALUE! | #VALUE! | #VALUE! |  | #VALUE! | #VALUE! | #VALUE! | #VALUE! | #VALUE! | #VALUE! | #VALUE! | #VALUE! | #VALUE! | #VALUE! | #VALUE! | #VALUE! | #VALUE! | #VALUE! | #VALUE! | #VALUE! | #VALUE! | #VALUE! | #VALUE! | #VALUE! | #VALUE!
[15 empty] | Conc. Y.3 |  | #VALUE! |  |  |  |  | Conc. Y.1 | #VALUE! | #VALUE! | #VALUE! | #VALUE! | #VALUE! | #VALUE! | #VALUE! | #VALUE! | #VALUE! | #VALUE! | #VALUE! | #VALUE! | #VALUE! | #VALUE! | #VALUE! | #VALUE! | #VALUE! | #VALUE! | #VALUE! | #VALUE! | #VALUE! |  | #VALUE! | #VALUE! | #VALUE! | #VALUE! | #VALUE! | #VALUE! | #VALUE! | #VALUE! | #VALUE! | #VALUE! | #VALUE! | #VALUE! | #VALUE! | #VALUE! | #VALUE! | #VALUE! | #VALUE! | #VALUE! | #VALUE! | #VALUE! | #VALUE! |  | #VALUE! | #VALUE! | #VALUE! | #VALUE! | #VALUE! | #VALUE! | #VALUE! | #VALUE! | #VALUE! | #VALUE! | #VALUE! | #VALUE! | #VALUE! | #VALUE! | #VALUE! | #VALUE! | #VALUE! | #VALUE! | #VALUE! | #VALUE! | #VALUE! |  | #VALUE! | #VALUE! | #VALUE! | #VALUE! | #VALUE! | #VALUE! | #VALUE! | #VALUE! | #VALUE! | #VALUE! | #VALUE! | #VALUE! | #VALUE! | #VALUE! | #VALUE! | #VALUE! | #VALUE! | #VALUE! | #VALUE! | #VALUE! | #VALUE! |  | #VALUE! | #VALUE! | #VALUE! | #VALUE! | #VALUE! | #VALUE! | #VALUE! | #VALUE! | #VALUE! | #VALUE! | #VALUE! | #VALUE! | #VALUE! | #VALUE! | #VALUE! | #VALUE! | #VALUE! | #VALUE! | #VALUE! | #VALUE! | #VALUE!
[22 empty] | Conc. Y.2 | #VALUE! | #VALUE! | #VALUE! | #VALUE! | #VALUE! | #VALUE! | #VALUE! | #VALUE! | #VALUE! | #VALUE! | #VALUE! | #VALUE! | #VALUE! | #VALUE! | #VALUE! | #VALUE! | #VALUE! | #VALUE! | #VALUE! | #VALUE! | #VALUE! |  | #VALUE! | #VALUE! | #VALUE! | #VALUE! | #VALUE! | #VALUE! | #VALUE! | #VALUE! | #VALUE! | #VALUE! | #VALUE! | #VALUE! | #VALUE! | #VALUE! | #VALUE! | #VALUE! | #VALUE! | #VALUE! | #VALUE! | #VALUE! | #VALUE! |  | #VALUE! | #VALUE! | #VALUE! | #VALUE! | #VALUE! | #VALUE! | #VALUE! | #VALUE! | #VALUE! | #VALUE! | #VALUE! | #VALUE! | #VALUE! | #VALUE! | #VALUE! | #VALUE! | #VALUE! | #VALUE! | #VALUE! | #VALUE! | #VALUE! |  | #VALUE! | #VALUE! | #VALUE! | #VALUE! | #VALUE! | #VALUE! | #VALUE! | #VALUE! | #VALUE! | #VALUE! | #VALUE! | #VALUE! | #VALUE! | #VALUE! | #VALUE! | #VALUE! | #VALUE! | #VALUE! | #VALUE! | #VALUE! | #VALUE! |  | #VALUE! | #VALUE! | #VALUE! | #VALUE! | #VALUE! | #VALUE! | #VALUE! | #VALUE! | #VALUE! | #VALUE! | #VALUE! | #VALUE! | #VALUE! | #VALUE! | #VALUE! | #VALUE! | #VALUE! | #VALUE! | #VALUE! | #VALUE! | #VALUE!
[15 empty] | Time from Source (yrs) |  | 2.7071 |  |  |  |  | Conc. Y.3 | #VALUE! | #VALUE! | #VALUE! | #VALUE! | #VALUE! | #VALUE! | #VALUE! | #VALUE! | #VALUE! | #VALUE! | #VALUE! | #VALUE! | #VALUE! | #VALUE! | #VALUE! | #VALUE! | #VALUE! | #VALUE! | #VALUE! | #VALUE! | #VALUE! |  | #VALUE! | #VALUE! | #VALUE! | #VALUE! | #VALUE! | #VALUE! | #VALUE! | #VALUE! | #VALUE! | #VALUE! | #VALUE! | #VALUE! | #VALUE! | #VALUE! | #VALUE! | #VALUE! | #VALUE! | #VALUE! | #VALUE! | #VALUE! | #VALUE! |  | #VALUE! | #VALUE! | #VALUE! | #VALUE! | #VALUE! | #VALUE! | #VALUE! | #VALUE! | #VALUE! | #VALUE! | #VALUE! | #VALUE! | #VALUE! | #VALUE! | #VALUE! | #VALUE! | #VALUE! | #VALUE! | #VALUE! | #VALUE! | #VALUE! |  | #VALUE! | #VALUE! | #VALUE! | #VALUE! | #VALUE! | #VALUE! | #VALUE! | #VALUE! | #VALUE! | #VALUE! | #VALUE! | #VALUE! | #VALUE! | #VALUE! | #VALUE! | #VALUE! | #VALUE! | #VALUE! | #VALUE! | #VALUE! | #VALUE! |  | #VALUE! | #VALUE! | #VALUE! | #VALUE! | #VALUE! | #VALUE! | #VALUE! | #VALUE! | #VALUE! | #VALUE! | #VALUE! | #VALUE! | #VALUE! | #VALUE! | #VALUE! | #VALUE! | #VALUE! | #VALUE! | #VALUE! | #VALUE! | #VALUE!
[15 empty] | Conc. |  | #VALUE! |  |  |  |  | Time from Source (yrs) | 1.8047e-11 | 0.7219 | 1.4438 | 2.1657 | 2.8876 | 3.6095 | 4.3314 | 5.0533 | 5.7752 | 6.4971 | 7.219 | 7.9409 | 8.6628 | 9.3847 | 10.1066 | 10.8285 | 11.5504 | 12.2723 | 12.9942 | 13.7161 | 14.438 |  | 1.8047e-11 | 0.7219 | 1.4438 | 2.1657 | 2.8876 | 3.6095 | 4.3314 | 5.0533 | 5.7752 | 6.4971 | 7.219 | 7.9409 | 8.6628 | 9.3847 | 10.1066 | 10.8285 | 11.5504 | 12.2723 | 12.9942 | 13.7161 | 14.438 |  | 1.8047e-11 | 0.7219 | 1.4438 | 2.1657 | 2.8876 | 3.6095 | 4.3314 | 5.0533 | 5.7752 | 6.4971 | 7.219 | 7.9409 | 8.6628 | 9.3847 | 10.1066 | 10.8285 | 11.5504 | 12.2723 | 12.9942 | 13.7161 | 14.438 |  | 1.8047e-11 | 0.7219 | 1.4438 | 2.1657 | 2.8876 | 3.6095 | 4.3314 | 5.0533 | 5.7752 | 6.4971 | 7.219 | 7.9409 | 8.6628 | 9.3847 | 10.1066 | 10.8285 | 11.5504 | 12.2723 | 12.9942 | 13.7161 | 14.438 |  | 1.8047e-11 | 0.7219 | 1.4438 | 2.1657 | 2.8876 | 3.6095 | 4.3314 | 5.0533 | 5.7752 | 6.4971 | 7.219 | 7.9409 | 8.6628 | 9.3847 | 10.1066 | 10.8285 | 11.5504 | 12.2723 | 12.9942 | 13.7161 | 14.438
[22 empty] | Conc. | #VALUE! | #VALUE! | #VALUE! | #VALUE! | #VALUE! | #VALUE! | #VALUE! | #VALUE! | #VALUE! | #VALUE! | #VALUE! | #VALUE! | #VALUE! | #VALUE! | #VALUE! | #VALUE! | #VALUE! | #VALUE! | #VALUE! | #VALUE! | #VALUE! |  | #VALUE! | #VALUE! | #VALUE! | #VALUE! | #VALUE! | #VALUE! | #VALUE! | #VALUE! | #VALUE! | #VALUE! | #VALUE! | #VALUE! | #VALUE! | #VALUE! | #VALUE! | #VALUE! | #VALUE! | #VALUE! | #VALUE! | #VALUE! | #VALUE! |  | #VALUE! | #VALUE! | #VALUE! | #VALUE! | #VALUE! | #VALUE! | #VALUE! | #VALUE! | #VALUE! | #VALUE! | #VALUE! | #VALUE! | #VALUE! | #VALUE! | #VALUE! | #VALUE! | #VALUE! | #VALUE! | #VALUE! | #VALUE! | #VALUE! |  | #VALUE! | #VALUE! | #VALUE! | #VALUE! | #VALUE! | #VALUE! | #VALUE! | #VALUE! | #VALUE! | #VALUE! | #VALUE! | #VALUE! | #VALUE! | #VALUE! | #VALUE! | #VALUE! | #VALUE! | #VALUE! | #VALUE! | #VALUE! | #VALUE! |  | #VALUE! | #VALUE! | #VALUE! | #VALUE! | #VALUE! | #VALUE! | #VALUE! | #VALUE! | #VALUE! | #VALUE! | #VALUE! | #VALUE! | #VALUE! | #VALUE! | #VALUE! | #VALUE! | #VALUE! | #VALUE! | #VALUE! | #VALUE! | #VALUE!
1.3772
With General 1st Order Decay
[15 empty] | exp |  | 0.12216
[15 empty] | inerfc |  | -4.7028 |  |  | #3: With General 1st Order Decay
[15 empty] | erfc |  | #VALUE! |  |  |  |  | exp | 1 | 0.57084 | 0.32585 | 0.18601 | 0.10618 | 0.060612 | 0.034599 | 0.019751 | 0.011274 | 0.0064358 | 0.0036738 | 0.0020971 | 0.0011971 | 0.00068336 | 0.00039009 | 0.00022267 | 0.00012711 | 7.2559e-05 | 4.1419e-05 | 2.3644e-05 | 1.3497e-05 |  | 1 | 0.57084 | 0.32585 | 0.18601 | 0.10618 | 0.060612 | 0.034599 | 0.019751 | 0.011274 | 0.0064358 | 0.0036738 | 0.0020971 | 0.0011971 | 0.00068336 | 0.00039009 | 0.00022267 | 0.00012711 | 7.2559e-05 | 4.1419e-05 | 2.3644e-05 | 1.3497e-05 |  | 1 | 0.57084 | 0.32585 | 0.18601 | 0.10618 | 0.060612 | 0.034599 | 0.019751 | 0.011274 | 0.0064358 | 0.0036738 | 0.0020971 | 0.0011971 | 0.00068336 | 0.00039009 | 0.00022267 | 0.00012711 | 7.2559e-05 | 4.1419e-05 | 2.3644e-05 | 1.3497e-05 |  | 1 | 0.57084 | 0.32585 | 0.18601 | 0.10618 | 0.060612 | 0.034599 | 0.019751 | 0.011274 | 0.0064358 | 0.0036738 | 0.0020971 | 0.0011971 | 0.00068336 | 0.00039009 | 0.00022267 | 0.00012711 | 7.2559e-05 | 4.1419e-05 | 2.3644e-05 | 1.3497e-05 |  | 1 | 0.57084 | 0.32585 | 0.18601 | 0.10618 | 0.060612 | 0.034599 | 0.019751 | 0.011274 | 0.0064358 | 0.0036738 | 0.0020971 | 0.0011971 | 0.00068336 | 0.00039009 | 0.00022267 | 0.00012711 | 7.2559e-05 | 4.1419e-05 | 2.3644e-05 | 1.3497e-05
[22 empty] | inerfc | -2.1648 | -1.692 | -1.2192 | -0.74634 | -0.27352 | 0.1993 | 0.67213 | 1.145 | 1.6178 | 2.0906 | 2.5634 | 3.0362 | 3.5091 | 3.9819 | 4.4547 | 4.9275 | 5.4004 | 5.8732 | 6.346 | 6.8188 | 7.2917 |  | -3.0615 | -2.7272 | -2.3928 | -2.0585 | -1.7242 | -1.3898 | -1.0555 | -0.72115 | -0.38681 | -0.052477 | 0.28186 | 0.6162 | 0.95053 | 1.2849 | 1.6192 | 1.9535 | 2.2879 | 2.6222 | 2.9566 | 3.2909 | 3.6252 |  | -3.7496 | -3.4766 | -3.2036 | -2.9306 | -2.6576 | -2.3846 | -2.1117 | -1.8387 | -1.5657 | -1.2927 | -1.0197 | -0.74673 | -0.47375 | -0.20076 | 0.072222 | 0.34521 | 0.61819 | 0.89118 | 1.1642 | 1.4371 | 1.7101 |  | -4.3296 | -4.0932 | -3.8568 | -3.6204 | -3.384 | -3.1476 | -2.9112 | -2.6747 | -2.4383 | -2.2019 | -1.9655 | -1.7291 | -1.4927 | -1.2563 | -1.0199 | -0.78345 | -0.54704 | -0.31063 | -0.074213 | 0.1622 | 0.39861 |  | -4.8407 | -4.6292 | -4.4178 | -4.2063 | -3.9949 | -3.7834 | -3.5719 | -3.3605 | -3.149 | -2.9376 | -2.7261 | -2.5147 | -2.3032 | -2.0918 | -1.8803 | -1.6689 | -1.4574 | -1.246 | -1.0345 | -0.82306 | -0.61161
[15 empty] | Conc |  | #VALUE! |  |  |  |  | erfc | #VALUE! | #VALUE! | #VALUE! | #VALUE! | #VALUE! | #VALUE! | #VALUE! | #VALUE! | #VALUE! | #VALUE! | #VALUE! | #VALUE! | #VALUE! | #VALUE! | #VALUE! | #VALUE! | #VALUE! | #VALUE! | #VALUE! | #VALUE! | #VALUE! |  | #VALUE! | #VALUE! | #VALUE! | #VALUE! | #VALUE! | #VALUE! | #VALUE! | #VALUE! | #VALUE! | #VALUE! | #VALUE! | #VALUE! | #VALUE! | #VALUE! | #VALUE! | #VALUE! | #VALUE! | #VALUE! | #VALUE! | #VALUE! | #VALUE! |  | #VALUE! | #VALUE! | #VALUE! | #VALUE! | #VALUE! | #VALUE! | #VALUE! | #VALUE! | #VALUE! | #VALUE! | #VALUE! | #VALUE! | #VALUE! | #VALUE! | #VALUE! | #VALUE! | #VALUE! | #VALUE! | #VALUE! | #VALUE! | #VALUE! |  | #VALUE! | #VALUE! | #VALUE! | #VALUE! | #VALUE! | #VALUE! | #VALUE! | #VALUE! | #VALUE! | #VALUE! | #VALUE! | #VALUE! | #VALUE! | #VALUE! | #VALUE! | #VALUE! | #VALUE! | #VALUE! | #VALUE! | #VALUE! | #VALUE! |  | #VALUE! | #VALUE! | #VALUE! | #VALUE! | #VALUE! | #VALUE! | #VALUE! | #VALUE! | #VALUE! | #VALUE! | #VALUE! | #VALUE! | #VALUE! | #VALUE! | #VALUE! | #VALUE! | #VALUE! | #VALUE! | #VALUE! | #VALUE! | #VALUE!
[22 empty] | Conc | #VALUE! | #VALUE! | #VALUE! | #VALUE! | #VALUE! | #VALUE! | #VALUE! | #VALUE! | #VALUE! | #VALUE! | #VALUE! | #VALUE! | #VALUE! | #VALUE! | #VALUE! | #VALUE! | #VALUE! | #VALUE! | #VALUE! | #VALUE! | #VALUE! |  | #VALUE! | #VALUE! | #VALUE! | #VALUE! | #VALUE! | #VALUE! | #VALUE! | #VALUE! | #VALUE! | #VALUE! | #VALUE! | #VALUE! | #VALUE! | #VALUE! | #VALUE! | #VALUE! | #VALUE! | #VALUE! | #VALUE! | #VALUE! | #VALUE! |  | #VALUE! | #VALUE! | #VALUE! | #VALUE! | #VALUE! | #VALUE! | #VALUE! | #VALUE! | #VALUE! | #VALUE! | #VALUE! | #VALUE! | #VALUE! | #VALUE! | #VALUE! | #VALUE! | #VALUE! | #VALUE! | #VALUE! | #VALUE! | #VALUE! |  | #VALUE! | #VALUE! | #VALUE! | #VALUE! | #VALUE! | #VALUE! | #VALUE! | #VALUE! | #VALUE! | #VALUE! | #VALUE! | #VALUE! | #VALUE! | #VALUE! | #VALUE! | #VALUE! | #VALUE! | #VALUE! | #VALUE! | #VALUE! | #VALUE! |  | #VALUE! | #VALUE! | #VALUE! | #VALUE! | #VALUE! | #VALUE! | #VALUE! | #VALUE! | #VALUE! | #VALUE! | #VALUE! | #VALUE! | #VALUE! | #VALUE! | #VALUE! | #VALUE! | #VALUE! | #VALUE! | #VALUE! | #VALUE! | #VALUE!
Note on O20: Before reading the cells below, click the button to the top to conduct a right calculation.
Note on P20: Before reading the cells below, click the button to the top to conduct a right calculation.
Calculate Target Source Mass
Calculate Restoration Time

## Remediation_Work_flow_1
Main
PrintView
End

## Calc_Flow_1
Main
PrintView
End

## steady_state
Module 5: Calculation of Rate Constants: Temporal/Spatial Prediction | [5 empty] | Site Name: | Dummy XYZ site
| by 1-D (transformed) Steady State/Continuous Source Assumption |  |  |  |  | Site Address: | 1234, Olympia, WA 98501
1. Input data used for this module
Hazardous Substance: |  | Benzene |  | 2. Enter Decision Criteria
Seepage Velocity (Average), ngw, ft/yr |  | 113.811 |  | Level of Confidence (Decision Criteria used) |  |  |  | 90%
Longitudinal Dispersivity, ax, ft |  | 13.4545
Retardation Factor, R |  | 2.054
Current Continuous Source Concentration, ug/L |  | 6500
3. 1-D Steady-state analytical result for estimating
contaminant degradation rates: Buscheck and Alcantar (1995)
Log-Linear Regression Results:
Average Slope | ft-1 | 0.014959
Lower Boundary Slope (@90% C.L.) | ft-1 | 0.0060863
Intercept | ug/L | 7366.7039
Coefficient of Determination, r2 |  | 0.69015
Correlation Coefficient, r |  | -0.83075
Number of Data Point, n |  | 5
t-statistics |  | 2.585
Level of Significance calculated for the slope |  | 91.86%
Rates Calculated:
| unit | @ Avg Slope | @Lower Boundary Slope (90% C.L.)
Bulk Attenuation Rate Constant, k | yr-1 | 1.7025 | 0.69269
Half Life of k | yr | 0.40714 | 1.0007
Biodegradation Rate Constant, l | yr-1 | 0.99568 | 0.36486
Half-Life of λ | yr | 0.69616 | 1.8998
Ratio of l/k | % | 58.48% | 52.67%
4. 1-D Temporal/Spatial Prediction with Bear Equation (1979): Transient Plug-flow model with a longitudinal dispersion
Temporal/Spatial Prediction |  | Predicted Concentration, ug/L |  |  | Calculation of Target Source Concentration
Location of a Receptor |  | @ Avg Slope | @Lower Boundary Slope (90% C.L.) |  | Target ground water level at a receptor, ug/L @Avg slope |  | 100
x-direction, ft | 200 | 279.586 | 1807.0164 |  | In order to reach 100ug/L @ location x=200ft, y=15 ft, @ 40 year, Current source Conc should be 3205.1 ug/L instead of 6500 ug/L.
y-direction, ft | 15
Simulation Time, yr | 40
140.1716
|  | b = 1/3a? | 0.33 |  | 70.0858
9.1696e-08
[5 empty] | 140.1716 | 341.9847 | 291.1885 | #VALUE!
|  | Monitoring Well name | MW-1 | MW-2 | MW-3 | MW-4 | MW-5 | NA | NA | NA | NA | NA | NA
|  | Centerline Dist. transformed, ft | 0 | 77.5735 | 140.1692 | 341.9598 | 291.1875 | NA | NA | NA | NA | NA | NA
|  | Measured Concentration, mg/L | 6500 | 3600 | 1100 | 250 | 10 | NA | NA | NA | NA | NA | NA
|  | Monitoring Well name | MW-1 | MW-2 | MW-3 | MW-4 | MW-5 | NA | NA | NA | NA | NA | NA
|  | Dist. from Source, x-direction, ft | 0 | 63 | 130 | 192 | 288 | NA | NA | NA | NA | NA | NA
|  | Off-centerline Dist., y-direction, ft | 0 | 10 | 12 | 56 | 10 | NA | NA | NA | NA | NA | NA
|  | Measured Concentration, mg/L | 6500 | 3600 | 1100 | 250 | 10 | NA | NA | NA | NA | NA | NA
|  | LN (conc) | 8.7796 | 8.1887 | 7.0031 | 5.5215 | 2.3026 | NA | NA | NA | NA | NA | NA
|  | theta | #DIV/0! | 0.15741 | 0.092046 | 0.28367 | 0.034708 | #VALUE! | #VALUE! | #VALUE! | #VALUE! | #VALUE! | #VALUE!
|  | L | 0 | 63.7913 | 130.5533 | 200.0865 | 288.1736 | #VALUE! | #VALUE! | #VALUE! | #VALUE! | #VALUE! | #VALUE!
|  | centerline_distance | 0 | 77.5735 | 140.1692 | 341.9598 | 291.1875 | NA | NA | NA | NA | NA | NA
|  | y |  | 10 | 12 | 56 | 10 | #VALUE! | #VALUE! | #VALUE! | #VALUE! | #VALUE! | #VALUE!
|  | x |  | 63.0026 | 130.0006 | 192.0901 | 288 | #VALUE! | #VALUE! | #VALUE! | #VALUE! | #VALUE! | #VALUE!
|  | MW location | MW-1 | MW-2 | MW-3 | MW-4 | MW-5 | 0 | 0 | 0 | 0 | 0 | 0
|  | Trend of Contaminant @CL=0.5 | 6500 | 3600 | 1100 | 250 | 10 | #N/A | #N/A | #N/A | #N/A | #N/A | #N/A
|  | x-direction | 0 | 63 | 130 | 192 | 288 | #N/A | #N/A | #N/A | #N/A | #N/A | #N/A
|  | centerline (calculated) | 0 | 77.5735 | 140.1692 | 341.9598 | 291.1875 | #N/A | #N/A | #N/A | #N/A | #N/A | #N/A
|  | Lower Boundary Slope (@90% C.L.) | 7366.7039 | 4594.3748 | 3138.8434 | 919.1466 | 1251.9558 | #N/A | #N/A | #N/A | #N/A | #N/A | #N/A
Bear Equation Formular
transformation of x-distance
|  |  | Monitoring Well name | Receptor 1
|  |  | Dist. from Source, x-direction, ft | 200
|  |  | Off-centerline Dist., y-direction, ft | 15
|  |  | tanh | 0.07486
|  |  | L | 200.5621
|  |  | Transformed centerline_distance | 210.3279
|  |  | y | 15
|  |  | x | 200.0004
with average slope, and avg Vgw
|  |  | Forward | Max | Backward | Max
X-Vr*t*SQRT(1+4*lamda*Ax)/2*SQRT(Ax*Vr*t): |  |  | -8.3916 | -2.2501e+98 | -8.3916 | -2.2501e+98
erfc[(X-Vr*t*SQRT(1+4*lamda*Ax)/2*SQRT(Ax*Vr*t)]: |  |  | 2 | 2 | 2 | 2
C(x,t)? |  |  | 279.586 | 279.586 | 137.8633 | 137.8633 |  | backward source conc
Co? |  |  | 6500 | 6500 | 3205.1363 | 3205.1363 |  | 3205.1
|  |  |  | Difference | -37.8633
for lower boundary slope + avg Vgw
X-Vr*t*SQRT(1+4*lamda*Ax)/2*SQRT(Ax*Vr*t): |  |  | -6.8594
erfc[(X-Vr*t*SQRT(1+4*lamda*Ax)/2*SQRT(Ax*Vr*t)]: |  |  | 2
C(x,t)? |  |  | 1807.0164
for lower boundary slope + min Vgw
X-Vr*t*SQRT(1+4*lamda*Ax)/2*SQRT(Ax*Vr*t): |  |  | #DIV/0!
erfc[(X-Vr*t*SQRT(1+4*lamda*Ax)/2*SQRT(Ax*Vr*t)]: |  |  | #DIV/0!
C(x,t)? |  |  | #DIV/0! |  |  | #DIV/0!
Spatial Distribution
for average value of slope |  | X-distance | 0.002 | 20 | 40 | 60 | 80 | 100 | 120 | 140 | 160 | 180 | 200 | 240
X-Vr*t*SQRT(1+4*lamda*Ax)/2*SQRT(Ax*Vr*t): |  |  | -9.0005 | -8.9426 | -8.8847 | -8.8268 | -8.7689 | -8.711 | -8.6531 | -8.5952 | -8.5373 | -8.4794 | -8.4215 | -8.3056
erfc[(X-Vr*t*SQRT(1+4*lamda*Ax)/2*SQRT(Ax*Vr*t)]: |  |  | 2 | 2 | 2 | 2 | 2 | 2 | 2 | 2 | 2 | 2 | 2 | 2
C(x,t)? |  |  | 6499.8055 | 4819.2904 | 3573.1631 | 2649.2478 | 1964.2299 | 1456.3376 | 1079.7714 | 800.5741 | 593.5691 | 440.0895 | 326.2953 | 179.3702
for lower boundary slope + avg Vgw
X-Vr*t*SQRT(1+4*lamda*Ax)/2*SQRT(Ax*Vr*t): |  |  | -7.4684 | -7.4105 | -7.3526 | -7.2947 | -7.2368 | -7.1789 | -7.121 | -7.063 | -7.0051 | -6.9472 | -6.8893 | -6.7735
erfc[(X-Vr*t*SQRT(1+4*lamda*Ax)/2*SQRT(Ax*Vr*t)]: |  |  | 2 | 2 | 2 | 2 | 2 | 2 | 2 | 2 | 2 | 2 | 2 | 2
C(x,t)? |  |  | 6499.9209 | 5755.0376 | 5095.455 | 4511.467 | 3994.4095 | 3536.6118 | 3131.2822 | 2772.4072 | 2454.6627 | 2173.3348 | 1924.2497 | 1508.4505
for lower boundary slope + min Vgw
X-Vr*t*SQRT(1+4*lamda*Ax)/2*SQRT(Ax*Vr*t): |  |  | #DIV/0! | #DIV/0! | #DIV/0! | #DIV/0! | #DIV/0! | #DIV/0! | #DIV/0! | #DIV/0! | #DIV/0! | #DIV/0! | #DIV/0! | #DIV/0!
erfc[(X-Vr*t*SQRT(1+4*lamda*Ax)/2*SQRT(Ax*Vr*t)]: |  |  | #DIV/0! | #DIV/0! | #DIV/0! | #DIV/0! | #DIV/0! | #DIV/0! | #DIV/0! | #DIV/0! | #DIV/0! | #DIV/0! | #DIV/0! | #DIV/0!
C(x,t)? |  |  | #DIV/0! | #DIV/0! | #DIV/0! | #DIV/0! | #DIV/0! | #DIV/0! | #DIV/0! | #DIV/0! | #DIV/0! | #DIV/0! | #DIV/0! | #DIV/0!
Temporal Distribution
for average value of slope |  | time, yr | 0.004 | 4 | 8 | 12 | 16 | 20 | 24 | 28 | 32 | 36 | 40
X-Vr*t*SQRT(1+4*lamda*Ax)/2*SQRT(Ax*Vr*t): |  |  | 60.8091 | -0.92042 | -2.6634 | -3.8179 | -4.7295 | -5.5031 | -6.1856 | -6.8025 | -7.3695 | -7.8967 | -8.3916
erfc[(X-Vr*t*SQRT(1+4*lamda*Ax)/2*SQRT(Ax*Vr*t)]: |  |  | 0 | 0.032409 | 1.1817 | 1.8927 | 1.9914 | 1.9994 | 2 | 2 | 2 | 2 | 2
C(x,t)? |  |  | 0 | 4.5306 | 165.1931 | 264.5813 | 278.3806 | 279.508 | 279.5815 | 279.5858 | 279.586 | 279.586 | 279.586
for lower boundary slope + avg Vgw
X-Vr*t*SQRT(1+4*lamda*Ax)/2*SQRT(Ax*Vr*t): |  |  | 60.8245 | -0.43592 | -1.9782 | -2.9788 | -3.7605 | -4.4197 | -4.9988 | -5.5206 | -5.9991 | -6.4432 | -6.8594
erfc[(X-Vr*t*SQRT(1+4*lamda*Ax)/2*SQRT(Ax*Vr*t)]: |  |  | 0 | 0.014626 | 0.84333 | 1.7229 | 1.9569 | 1.9945 | 1.9994 | 1.9999 | 2 | 2 | 2
C(x,t)? |  |  | 0 | 13.2144 | 761.9597 | 1556.6641 | 1768.0325 | 1802.0392 | 1806.4433 | 1806.9543 | 1807.01 | 1807.0158 | 1807.0164
for lower boundary slope + min Vgw
X-Vr*t*SQRT(1+4*lamda*Ax)/2*SQRT(Ax*Vr*t): |  |  | #DIV/0! | #DIV/0! | #DIV/0! | #DIV/0! | #DIV/0! | #DIV/0! | #DIV/0! | #DIV/0! | #DIV/0! | #DIV/0! | #DIV/0!
erfc[(X-Vr*t*SQRT(1+4*lamda*Ax)/2*SQRT(Ax*Vr*t)]: |  |  | #DIV/0! | #DIV/0! | #DIV/0! | #DIV/0! | #DIV/0! | #DIV/0! | #DIV/0! | #DIV/0! | #DIV/0! | #DIV/0! | #DIV/0!
C(x,t)? |  |  | #DIV/0! | #DIV/0! | #DIV/0! | #DIV/0! | #DIV/0! | #DIV/0! | #DIV/0! | #DIV/0! | #DIV/0! | #DIV/0! | #DIV/0!
Calculation of low boundary of k value
|  |  | MW-1 | MW-2 | MW-3 | MW-4 | MW-5 | NA | NA | NA | NA | NA | NA
|  | LN(Conc) | 8.7796 | 3600 | 1100 | 250 | 10 | NA | NA | NA | NA | NA | NA | Sum
transformed distance from 2-D: X |  | distance | 0 | 77.5735 | 140.1692 | 341.9598 | 291.1875 | 0 | 0 | 0 | 0 | 0 | 0 | 850.8899
X2 |  | distance | 0 | 6017.6418 | 19647.4029 | 116936.4775 | 84790.1762 | 0 | 0 | 0 | 0 | 0 | 0 | 227391.6985
Calculation results
Estimated standard error |  |  | 0.004: 1.663
SX |  |  | 0.004: 850.8899
SX2 |  |  | 0.004: 227391.6985
Sxx |  |  | 0.004: 82588.9597
n |  |  | 0.004: 5
Predetermined confidence level |  |  | 0.004: 0.9
t-statistics value |  |  | 0.004: 1.5332
Confidence Interval |  |  | 0.004: 0.0088724
lower boundary slope (k/Vgw) |  |  | 0.004: 0.0060863
Calculate Target Source ground water concentration

## Chemical List
Properties of Contaminants commonly found at Petroleum Contaminated Sites
|  |  | Physical-Chemical Properties |  |  |  |  | Utilization Factors
| 1 | 2 | 3 | 4 | 5 | 6 | 7
CAS NO | Contaminants or Petroleum Equivalent Carbon Fraction | Equivalent Carbon Number | Molecular Weight | Aqueous Solubility | Henry's Law Constant | Soil Organic Carbon-Water Partitioning Coefficient | Liquid Density | Dissolved Oxygen (O2) utilized | Nitrate (NO3-1) utilized | Manganese (Mn+2) produced | Ferrous Iron (Fe+2) produced | Sulfate (SO4-2) utilized | Methane (CH4) produced
|  |  | MW | S | Hcc | Koc | r | [6 empty] | Hcc | Koc | weight fraction |  | AVG KOC
|  |  | mg/mol | mg/l | unitless | l/kg | mg/l | unitless | unitless | unitless | unitless | unitless | unitless | unitless | l/kg | TPHG | TPHD | TPHG
Chemical A:User-specified
Chemical B:User-specified
Chemical C:User-specified
Chemical D:User-specified
| AL_EC >5-6 | 5.5 | 81000 | 36 | 33 | 800 | 670000 | [6 empty] | 33 | 800 | 0.23 | 0.1 | 184
| AL_EC >6-8 | 7 | 100000 | 5.4 | 50 | 3800 | 700000 | [6 empty] | 50 | 3800 | 0.19 | 0.3 | 722
| AL_EC >8-10 | 9 | 130000 | 0.43 | 80 | 30200 | 730000 | [6 empty] | 80 | 30200 | 0.09 | 2 | 2718
| AL_EC >10-12 | 11 | 160000 | 0.034 | 120 | 234000 | 750000 | [6 empty] | 120 | 234000 | 0.03 | 8 | 7020
| AL_EC >12-16 | 14 | 200000 | 0.00076 | 520 | 5370000 | 770000 | [6 empty] | 520 | 5370000 | 0 | 26 | 0
| AL_EC >16-21 | 19 | 270000 | 1.3e-06 | 4900 | 9550000000 | 780000 | [6 empty] | 4900 | 9550000000 | 0 | 34 | 0
| AL_EC >21-34 | 28 | 400000 | 1.5e-11 | 100000 | 10700000000 | 790000 | [6 empty] | 100000 | 10700000000 | 0 | 0 | 0
| AR_EC >8-10 | 9 | 120000 | 65 | 0.48 | 1580 | 870000 | [6 empty] | 0.48 | 1580 | 0.13 | 0.5 | 205.4
| AR_EC >10-12 | 10 | 130000 | 25 | 0.14 | 2510 | 900000 | [6 empty] | 0.14 | 2510 | 0.025 | 2.3 | 62.75
| AR_EC >12-16 | 14 | 150000 | 5.8 | 0.053 | 5010 | 1000000 | [6 empty] | 0.053 | 5010 | 0 | 6.6 | 0
| AR_EC >16-21 | 19 | 190000 | 0.51 | 0.013 | 15800 | 1160000 | [6 empty] | 0.013 | 15800 | 0 | 18 | 0
| AR_EC >21-34 | 28 | 240000 | 0.0066 | 0.00067 | 126000 | 1300000 | [6 empty] | 0.00067 | 126000 | 0 | 2.2 | 0
71-43-2 | Benzene | 6.5 | 78000 | 1750 | 0.228 | 62 | 876500 | 0.33 | 0.21 | 0.09 | 0.047 | 0.22 | 1.3 | 0.228 | 62 | 0.025 | 0 | 1.55
108-88-3 | Toluene | 7.6 | 92000 | 526 | 0.272 | 140 | 866900 | 0.32 | 0.21 | 0.09 | 0.046 | 0.21 | 1.28 | 0.272 | 140 | 0.12 | 0 | 16.8
100-41-4 | Ethylbenzene | 8.5 | 106000 | 169 | 0.323 | 204 | 867000 | 0.32 | 0.2 | 0.09 | 0.045 | 0.21 | 1.27 | 0.323 | 204 | 0.02 | 0 | 4.08
| Total Xylenes | 8.67 | 106000 | 171 | 0.279 | 233 | 875170 | 0.32 | 0.2 | 0.09 | 0.045 | 0.21 | 1.28 | 0.279 | 233 | 0.11 | 0 | 25.63
| BTEX |  |  |  | 0.2755 | 159.75 | 871392.5 | 0.32 | 0.21 | 0.06 | 0.05 | 0.21 | 1.28 |  |  |  |  | 0
| TPH-G |  | 100000 | 160 | 0.2755 | 159.75 | 760000 | 0.32 | 0.21 | 0.06 | 0.05 | 0.21 | 1.28 |  |  |  |  | 0
| TPH-D |  | 200000 | 10 |  |  | 845000 | 0.32 | 0.21 | 0.06 | 0.05 | 0.21 | 1.28 |  |  |  |  | 0
| Total Naphthalenes | 11.69 | 128000 | 31 | 0.0198 | 1191 | 1145000 | [6 empty] | 0.0198 | 1191 |  |  | 0
110-54-3 | n-Hexane | 6 | 86000 | 9.5 | 74 | 3410 | 659370 | [6 empty] | 74 | 3410 | 0.03 |  | 102.3
1634-04-4 | MTBE |  | 88000 | 50000 | 0.018 | 10.9 | 744000 | [6 empty] | 0.018 | 10.9 |  |  | 0
106-93-4 | Ethylene Dibromide (EDB) |  | 187900 | 3400 | 0.0129 | 66 | 2170000 | [6 empty] | 0.0129 | 66 |  |  | 0
107-06-2 | 1,2 Dichloroethane (EDC) |  | 99000 | 8520 | 0.0401 | 38 | 1253000 | [6 empty] | 0.0401 | 38 |  |  | 0
[16 empty] | 1 | 99.6 | 7438.51
Note on I3: Utilization Factor is the Ratio of the mass of contaminants biodegraded to the mass of electron acceptor utilized (or metabolically produced); refer to 1. USEPA, Bioplume III User's manual Version, pp15-18, 1998. 2. B5-8 to B5-29, "Technical Protocol for Implementing Intrisic Remediation with Long-term Monitoring for Natural Attenuation of Fuel Contamination Dissolved in Groundwater", Todd Wiedemeier, John T. Wilson, Air Force Center for Environemntal Excellence, Technology Transfer Divison, 1995.
Main
Print View
End